## Table 1
|  |  |  | DEMARCATION | Supply, Rough-in and Termination: Technical Equipment Contractor | [32 empty] | Supply, Rough-in, Termination: Rigging Infrastructure Contractor | [5 empty] | Supply, Rough-in and Termination: Electrical Contractor
|  |  |  | SYSTEM | TD (TECHNICAL DATA) |  | MULTIMODE FIBER |  | VTL (VIDEO TIE LINE) CV/RF/SDI/HDSDI |  | DIGITAL MEDIA |  | AV CONTROL DATA |  | AUDIO DIGITAL / ANALOGUE (M) SEND, (F) RETURN |  |  | ETHERNET AUDIO (Dante) |  | TALKBACK |  | PERFORMANCE RELAY INPUT |  | PAGING STATION |  | PAGING VOLUME CONTROL |  | PAGING SPEAKER |  | PERFORMANCE LOUDSPEAKER |  | STAGE LIGHTING CONTROL (DMX) |  | BLUE / WORK LIGHT CONTROL |  | HOIST CONTROL |  | HOUSE CURTAIN CONTROL |  | PENDENT CONTROL (WITH ESTOP) |  | ESTOP - LOCATIONS TO BE FINALIZED AT RISK ASSESSMENT |  | STAGE LIGHTING OUTLETS SINGLE 10A |  | BLUE/WORK LIGHT OUTLETS (B) BLUW + (W) WHITE |  | 10A 'DIRTY' GPO DOUBLE OUTLET (NOTE 6) | 10A AUDIO POWER DOUBLE OUTLET (NOTE 6) | 3 PHASE OUTLET
|  |  |  | CABLE TYPE | Cat 6A S/FTP R&M R305649 |  | 0M3 - 4pair LC |  | 3G-SDI-HD, RG59 < 60m, RG6 > 60m |  | Cat 6A S/FTP R&M R305649 |  | Cat 6A S/FTP R&M R305649 |  | Belden 1801B/ 1802B/ 1803F /7880A |  |  | Cat 6A S/FTP R&M R305649 |  | Belden 1802B |  | Belden 1802B |  | Cat 6A U/FTP R&M R308247 |  | Cat 6A U/FTP R&M R308247 |  | 18 AWG 0.75mm2 figure 8 |  | 11AWG 4mm2 figure 8 with overall sheath |  | Cat 6A U/FTP R&M R308247 |  | Cat 6A S/FTP R&M R305649 |  | System Dependant |  | System Dependant |  | System Dependant |  | System Dependant |  | Black faceplate - Autoswitched |  | Blue/ White Faceplates |  |  | Green Faceplate | 40A
PANEL ID | DESCRIPTION | LOCATION | ROOM | AFFL (MM) | Quantity of outlets | To/from | Quantity of Outlets | To/from | Quantity of outlets | To/from | Quantity of outlets | To/from | Quantity of outlets | To/from | (M) Send Quantity | (F) Return Quantity | To/from | Quantity of Outlets | To/from | Quantity of outlets | To/From | Quantity of outlets | To/from | Quantity of Outlets | To/from | Quantity of outlets | To/from | Quantity of outlets | To/from | Quantity of outlets | To/from | Quantity of outlets | To/from | Quantity of outlets | To/From | Quantity of outlets | To/from | Quantity of outlets | To/from | Quantity of outlets | To/from | Quantity of outlets | To/from | Quantity of outlets | To/From | Quantity of outlets | Zone | Quantity of outlets | Quantity of outlets | Quantity of outlets
THEATRE
AV201 | NOT USED
AV202 | AVCONTROL PANEL | STAGE | G15 | 1100 | 1 | ER401 | [6 empty] | 1 | ER401
AV451 | PROJECTOR | AUDITORIUM | G16 | SOFFIT | 1 | ER401 |  |  |  |  | 2 | ER401 | 1 | ER401 | [34 empty] | 1x(10A)
AV651 | SHOW RELAY CAMERA | AUDITORIUM | G16 | ON BAR | 1 | ER401 |  |  |  |  | 1 | ER401 | [36 empty] | 1
AV801 | PROJECTION SCREEN | STAGE | G15 | ON BAR | [8 empty] | 1 | ER401 | [33 empty] | 1
AV851 | SHOW RELAY MICROPHONE | AUDITORIUM | G16 | ON ORCH BAR | [11 empty] | 1 | ER401
CR251 | CONTROL FLOORBOX | AUDITORIUM | G16 | 0 | 4 | ER491 |  |  |  |  | 4 | ER491 | 2 | ER401 | 16 NOTE 7 | 8 NOTE 7 | ER491 | 4 | ER491 | 3 | ER491 | [10 empty] | 4 | ER491 | [14 empty] | 3 | 3
CR451 | AUDITORIUM CONTROL | AUDITORIUM | G16 | IN RISER | 4 | ER491 |  |  |  |  | 4 | ER491 | 2 | ER491 | 16 NOTE 7 | 8 NOTE 7 | ER491 | 4 | ER491 | 3 | ER491 | [10 empty] | 4 | ER491 | [14 empty] | 3 | 3
CR491 | LIGHTING CONTROL | CONTROL ROOM |  | 500 | 4 | ER491 |  |  |  |  | 2 | ER491 | 1 | ER491 | [5 empty] | 1 | ER491 | [10 empty] | 4 | ER491 | [14 empty] | 3
CR492 | AUDIO CONTROL | CONTROL ROOM |  | 500 | 4 | ER491 |  |  |  |  | 2 | ER491 | 1 | ER491 | 16 | 8 | ER491 | 4 | ER491 | 2 | ER491 | [26 empty] | 1 | 3
CR493 | AV CONTROL | CONTROL ROOM |  | 500 | 4 | ER491 |  |  |  |  | 4 | ER491 | 2 | ER491 | 2 | 2 | ER491 | 1 | ER491 | 1 | ER491 |  |  | 1 | ER401 | [22 empty] | 2 | 2
DIM601 | DIMMER RACK | TECH | 220 | 500 | 2 | ER401 |  |  |  |  | 1 | ER401 | [7 empty] | 1 | ER491 | [10 empty] | 4 | ER491 | [14 empty] | 2 |  | 1x(400A) CEILING
DIM601 | DIMMER RACK | TECH | 220 | 500 | [27 empty] | 4 | ER491 | [14 empty] | 2 |  | 1x(400A) CEILING
DIM601 | DIMMER RACK | TECH | 220 | 500 | [27 empty] | 4 | ER491 | [14 empty] | 2 |  | 1x(400A) CEILING
ER401 | EQPT RACK | TECH ROOM | 117 | 0 |  |  | 12 | ER491 | [39 empty] | 2x(20A) | 2x(20A)
ER401 | EQPT RACK (AMP) | TECH ROOM | 117 | 0 | [43 empty] | 2x(20A) | 2x(20A)
ER401 | EQPT RACK | TECH ROOM | 117 | 0 | [43 empty] | 2x(20A) | 3x(20A)
ER491 | EQPT RACK | CONTROL ROOM |  | 0 | 10 | ER401 | 12 | ER401 | [39 empty] | 2x(20A) | 2x(20A)
FB201 | FLOORBOXES | STAGE | G15 | 0 | 2 | ER401 |  |  |  |  | 2 | ER401 |  |  | 2 | 4 | ER401 | 2 | ER401 | [10 empty] | 1 | ER401 | 1 | ER491 | [10 empty] | 2 | DIM601 |  |  | 1 | 1
FB202 | FLOORBOXES | STAGE | G15 | 0 | 2 | ER401 |  |  |  |  | 2 | ER401 |  |  | 2 | 4 | ER401 | 2 | ER401 | [10 empty] | 1 | ER401 | 1 | ER491 | [10 empty] | 2 | DIM601 |  |  | 1 | 1
FB203 | FLOORBOXES | STAGE | G15 | 0 | 2 | ER401 |  |  |  |  | 2 | ER401 |  |  | 2 | 4 | ER401 | 2 | ER401 | [10 empty] | 1 | ER401 | 1 | ER491 | [10 empty] | 2 | DIM601 |  |  | 1 | 1
FB204 | FLOORBOXES | STAGE | G15 | 0 | 2 | ER401 |  |  |  |  | 2 | ER401 |  |  | 2 | 4 | ER401 | 2 | ER401 | [10 empty] | 1 | ER401 | 1 | ER491 | [10 empty] | 2 | DIM601 |  |  | 1 | 1
FB205 | FLOORBOXES | STAGE | G15 | 0 | 2 | ER401 |  |  |  |  | 2 | ER401 |  |  | 2 | 4 | ER401 | 2 | ER401 | [10 empty] | 1 | ER401 | 1 | ER491 | [10 empty] | 2 | DIM601 |  |  | 1 | 1
FB206 | FLOORBOXES | STAGE | G15 | 0 | 2 | ER401 |  |  |  |  | 2 | ER401 |  |  | 2 | 4 | ER401 | 2 | ER401 | [10 empty] | 1 | ER401 | 1 | ER491 | [10 empty] | 2 | DIM601 |  |  | 1 | 1
FB207 | FLOORBOXES | STAGE | G15 | 0 | 2 | ER401 |  |  |  |  | 2 | ER401 |  |  | 2 | 4 | ER401 | 2 | ER401 | [10 empty] | 1 | ER401 | 1 | ER491 | [10 empty] | 2 | DIM601 |  |  | 1 | 1
FB208 | FLOORBOXES | STAGE | G15 | 0 | 2 | ER401 |  |  |  |  | 2 | ER401 |  |  | 2 | 4 | ER401 | 2 | ER401 | [10 empty] | 1 | ER401 | 1 | ER491 | [10 empty] | 2 | DIM601 |  |  | 1 | 1
FB251 | FLOORBOXES | AUDITORIUM | G16 | 0 | 2 | ER401 |  |  |  |  | 2 | ER401 |  |  | 2 | 4 | ER401 | 2 | ER401 | [10 empty] | 1 | ER401 | 1 | ER491 | [10 empty] | 2 | DIM601 |  |  | 1 | 1
FB252 | FLOORBOXES | AUDITORIUM | G16 | 0 | 2 | ER401 |  |  |  |  | 2 | ER401 |  |  | 2 | 4 | ER401 | 2 | ER401 | [10 empty] | 1 | ER401 | 1 | ER491 | [10 empty] | 2 | DIM601 |  |  | 1 | 1
FB253 | FLOORBOXES | AUDITORIUM | G16 | 0 | 2 | ER401 |  |  |  |  | 2 | ER401 |  |  | 2 | 4 | ER401 | 2 | ER401 | [10 empty] | 1 | ER401 | 1 | ER491 | [10 empty] | 2 | DIM601 |  |  | 1 | 1
FB254 | FLOORBOXES | AUDITORIUM | G16 | 0 | 2 | ER401 |  |  |  |  | 2 | ER401 |  |  | 2 | 4 | ER401 | 2 | ER401 | [10 empty] | 1 | ER401 | 1 | ER491 | [10 empty] | 2 | DIM601 |  |  | 1 | 1
FB255 | FLOORBOXES | AUDITORIUM | G16 | 0 | 2 | ER401 |  |  |  |  | 2 | ER401 |  |  | 2 | 4 | ER401 | 2 | ER401 | [10 empty] | 1 | ER401 | 1 | ER491 | [10 empty] | 2 | DIM601 |  |  | 1 | 1
FB256 | FLOORBOXES | AUDITORIUM | G16 | 0 | 2 | ER401 |  |  |  |  | 2 | ER401 |  |  | 2 | 4 | ER401 | 2 | ER401 | [10 empty] | 1 | ER401 | 1 | ER491 | [10 empty] | 2 | DIM601 |  |  | 1 | 1
FB257 | FLOORBOXES | AUDITORIUM | G16 | 0 | 2 | ER401 |  |  |  |  | 2 | ER401 |  |  | 2 | 4 | ER401 | 2 | ER401 | [10 empty] | 1 | ER401 | 1 | ER491 | [10 empty] | 2 | DIM601 |  |  | 1 | 1
FB258 | FLOORBOXES | AUDITORIUM | G16 | 0 | 2 | ER401 |  |  |  |  | 2 | ER401 |  |  | 2 | 4 | ER401 | 2 | ER401 | [10 empty] | 1 | ER401 | 1 | ER491 | [10 empty] | 2 | DIM601 |  |  | 1 | 1
FB259 | FLOORBOXES | AUDITORIUM | G16 | 0 | 2 | ER401 |  |  |  |  | 2 | ER401 |  |  | 2 | 4 | ER401 | 2 | ER401 | [10 empty] | 1 | ER401 | 1 | ER491 | [10 empty] | 2 | DIM601 |  |  | 1 | 1
FS651 | FOLLOW SPOT | LEVEL 2 BALCONY |  | 150 | 1 | ER401 | [13 empty] | 1 | ER491 | [10 empty] | 1 | ER491 | [15 empty] | 1x(20A)
FS652 | FOLLOW SPOT | LEVEL 2 BALCONY |  | 150 | 1 | ER401 | [13 empty] | 1 | ER491 | [10 empty] | 1 | ER491 | [15 empty] | 1x(20A)
HC201 | HOUSE CURTAIN CONTROL | STAGE | G15 | 1100 | [33 empty] | 1 | HC601 |  |  | 1 | HC601
HC201A | HOUSE CURTAIN CONTROL | PERF LOCK | G23 | 1100 | [33 empty] | 1 | HC601 |  |  | 1 | HC601
HC202 | HOUSE CURTAIN CONTROL | STAGE | G15 | 1100 | [33 empty] | 1 | HC601 |  |  | 1 | HC601
HC491 | HOUSE CURTAIN CONTROL | CONTROL ROOM |  | 1100 | [33 empty] | 1 | HC601 |  |  | 1 | HC601
HC601 | HOUSE CURTAIN MOTOR CONTROL | TECH (GALLERY) | 218 | [44 empty] | 1
HC801 | HOUSE CURTAIN MOTOR | STAGE | G15 | ON TRUSS | [33 empty] | 1 | HC601 |  |  | 1 | HC601
LX451 | LX BALCONY BAR | AUDITORIUM | G16 | ON BAR | 2 | ER401 | [11 empty] | 1 | ER401 | [10 empty] | 2 | ER401 | 2 | ER491 | [10 empty] | 6 | DIM601 |  |  | 2 | 1
LX452 | LX BALCONY BAR | AUDITORIUM | G16 | ON BAR | 2 | ER401 | [11 empty] | 1 | ER401 | [10 empty] | 2 | ER401 | 2 | ER491 | [10 empty] | 6 | DIM601 |  |  | 2 | 1
LX453 | LX BALCONY BAR | AUDITORIUM | G16 | ON BAR | 2 | ER401 | [11 empty] | 1 | ER401 | [10 empty] | 2 | ER401 | 2 | ER491 | [10 empty] | 6 | DIM601 |  |  | 2 | 1
LX454 | LX BALCONY BAR | AUDITORIUM | G16 | ON BAR | 2 | ER401 | [11 empty] | 1 | ER401 | [10 empty] | 2 | ER401 | 2 | ER491 | [10 empty] | 6 | DIM601 |  |  | 2 | 1
LX651 | LX BALCONY BAR | LEVEL 2 BALCONY |  | ON BAR | 2 | ER401 | [11 empty] | 1 | ER401 | [10 empty] | 2 | ER401 | 2 | ER491 | [10 empty] | 6 | DIM601 |  |  | 2 | 1
LX652 | LX BALCONY BAR | LEVEL 2 BALCONY |  | ON BAR | 2 | ER401 | [11 empty] | 1 | ER401 | [10 empty] | 2 | ER401 | 2 | ER491 | [10 empty] | 6 | DIM601 |  |  | 2 | 1
LX653 | LX BALCONY BAR | LEVEL 2 BALCONY |  | ON BAR | 2 | ER401 | [11 empty] | 1 | ER401 | [10 empty] | 2 | ER401 | 2 | ER491 | [10 empty] | 6 | DIM601 |  |  | 2 | 1
LX654 | LX BALCONY BAR | LEVEL 2 BALCONY |  | ON BAR | 2 | ER401 | [11 empty] | 1 | ER401 | [10 empty] | 2 | ER401 | 2 | ER491 | [10 empty] | 6 | DIM601 |  |  | 2 | 1
LX655 | LX BALCONY BAR | LEVEL 2 BALCONY |  | ON BAR | 2 | ER401 | [11 empty] | 1 | ER401 | [10 empty] | 2 | ER401 | 2 | ER491 | [10 empty] | 6 | DIM601 |  |  | 2 | 1
LX656 | LX BALCONY BAR | LEVEL 2 BALCONY |  | ON BAR | 2 | ER401 | [11 empty] | 1 | ER401 | [10 empty] | 2 | ER401 | 2 | ER491 | [10 empty] | 6 | DIM601 |  |  | 2 | 1
LX801 | LX BAR | STAGE | G15 | CEILING | 3 | ER401 | [8 empty] | 3 | 3 | ER401 | 3 | ER401 | [12 empty] | 6 | ER491 | [10 empty] | 18 | DIM601 |  |  |  | 2
LX802 | LX BAR | STAGE | G15 | CEILING | 3 | ER401 | [8 empty] | 3 | 3 | ER401 | 3 | ER401 | [12 empty] | 6 | ER491 | [10 empty] | 18 | DIM601 |  |  |  | 2
LX803 | LX BAR | STAGE | G15 | CEILING | 3 | ER401 | [8 empty] | 3 | 3 | ER401 | 3 | ER401 | [12 empty] | 6 | ER491 | [10 empty] | 18 | DIM601 |  |  |  | 2
LX804 | LX BAR | STAGE | G15 | CEILING | 3 | ER401 | [8 empty] | 3 | 3 | ER401 | 3 | ER401 | [12 empty] | 6 | ER491 | [10 empty] | 18 | DIM601 |  |  |  | 2
LX851 | LX BAR (ORCH) | AUDITORIUM | G16 | CEILING | 3 | ER401 | [8 empty] | 3 | 3 | ER401 | 3 | ER401 | [12 empty] | 6 | ER491 | [10 empty] | 18 | DIM601 |  |  |  | 2
LX861 | LX BAR | CABLE NET |  | ON CABLENET PICKUPS | 3 | ER401 | [8 empty] | 3 | 3 | ER401 | 3 | ER401 | [12 empty] | 6 | ER491 | [10 empty] | 18 | DIM601 |  |  | 2 | 2
LX862 | LX BAR | CABLE NET |  | ON CABLENET PICKUPS | 3 | ER401 | [8 empty] | 3 | 3 | ER401 | 3 | ER401 | [12 empty] | 6 | ER491 | [10 empty] | 18 | DIM601 |  |  | 2 | 2
LX863 | LX BAR | CABLE NET |  | ON CABLENET PICKUPS | 3 | ER401 | [8 empty] | 3 | 3 | ER401 | 3 | ER401 | [12 empty] | 6 | ER491 | [10 empty] | 18 | DIM601 |  |  | 2 | 2
SX251 | SPEAKER - FRONT FILL | STAGE EDGE |  | 1600 | [25 empty] | 1 | ER401
SX252 | SPEAKER - FRONT FILL | STAGE EDGE |  | 1600 | [25 empty] | 1 | ER401
SX253 | SPEAKER - FRONT FILL | STAGE EDGE |  | 1600 | [25 empty] | 1 | ER401
SX254 | SPEAKER - FRONT FILL | STAGE EDGE |  | 1600 | [25 empty] | 1 | ER401
SX255 | SPEAKER - FRONT FILL | STAGE EDGE |  | 1600 | [25 empty] | 1 | ER401
SX256 | SPEAKER - FRONT FILL | STAGE EDGE |  | 1600 | [25 empty] | 1 | ER401
SX451 | SPEAKER | LEVEL 1 BALCONY |  | ON BAR | 1 | ER401 | [8 empty] | 2 |  | ER401 | 1 | ER401 | [10 empty] | 2 | ER401 | [17 empty] | 1
SX452 | SPEAKER | LEVEL 1 BALCONY |  | ON BAR | 1 | ER401 | [8 empty] | 2 |  | ER401 | 1 | ER401 | [10 empty] | 2 | ER401 | [17 empty] | 1
SX851A | SPEAKER (ARRAY) | AUDITORIUM | G16 | CEILING | 1 | ER401 | [8 empty] | 4 |  | ER401 | 2 | ER401 | [10 empty] | 4 | ER401 | [16 empty] | 1 | 2x(20A)
SX851B | SPEAKER (SUBS) | AUDITORIUM | G16 | CEILING | 1 | ER401 | [8 empty] | 4 |  | ER401 | 2 | ER401 | [10 empty] | 2 | ER401 | [16 empty] | 1 | 2x(20A)
SX852 | SPEAKER | AUDITORIUM | G16 | CEILING | 1 | ER401 | [8 empty] | 4 |  | ER401 | 2 | ER401 | [10 empty] | 4 | ER401 | [16 empty] | 1 | 2x(20A)
SX853 | SPEAKER | AUDITORIUM | G16 | CEILING | 1 | ER401 | [8 empty] | 4 |  | ER401 | 2 | ER401 | [10 empty] | 4 | ER401 | [16 empty] | 1 | 2x(20A)
SX854 | SPEAKER | AUDITORIUM | G16 | CEILING | 1 | ER401 | [8 empty] | 4 |  | ER401 | 2 | ER401 | [10 empty] | 4 | ER401 | [16 empty] | 1 | 2x(20A)
SX855A | SPEAKER (ARRAY) | AUDITORIUM | G16 | CEILING | 1 | ER401 | [8 empty] | 4 |  | ER401 | 2 | ER401 | [10 empty] | 4 | ER401 | [16 empty] | 1 | 2x(20A)
SX855B | SPEAKER (SUBS) | AUDITORIUM | G16 | CEILING | 1 | ER401 | [8 empty] | 4 |  | ER401 | 2 | ER401 | [10 empty] | 2 | ER401 | [16 empty] | 1 | 2x(20A)
TP001 | TECH PANEL | SUB STAGE | B01 | 300 | 1 | ER401 |  |  |  |  | 1 | ER401 |  |  | 1 | 1 | ER401 | [14 empty] | 4 | ER491 | [10 empty] | 2 | DIM601 |  |  | 1 | 1
TP002 | TECH PANEL | SUB STAGE | B01 | 300 | 1 | ER401 |  |  |  |  | 1 | ER401 |  |  | 1 | 1 | ER401 |  |  | 1 | ER491 | [10 empty] | 2 | ER491 | [10 empty] | 2 | DIM601 |  |  | 1 | 1 | 1
TP003 | TECH PANEL | SUB STAGE | B01 | 300 | 1 | ER401 |  |  |  |  | 1 | ER401 |  |  | 1 | 1 | ER401 | [14 empty] | 4 | ER491 | [10 empty] | 2 | DIM601 |  |  | 1 | 1
TP201A | TECH PANEL (SM Panel) | PERF LOCK | G23 | 300 | 2 | ER401 |  |  |  |  | 4 | ER401 | 2 | ER401 | 1 | 1 | ER401 | 1 | ER401 | 1 | ER491 |  |  | 1 | ER401 | [6 empty] | 2 | ER491 | 1 | ER491 | [12 empty] | 2 | 2
TP202 | TECH PANEL (SM Panel) | STAGE | G15 | 300 | 2 | ER401 |  |  |  |  | 4 | ER401 | 2 | ER401 | 1 | 1 | ER401 | 1 | ER401 | 1 | ER491 |  |  | 1 | ER401 | [6 empty] | 2 | ER491 | 1 | ER491 | [8 empty] | 0 |  |  |  | 2 | 2 | 1
TP203 | TECH PANEL | STAGE | G15 | 300 | 2 | ER401 |  |  |  |  | 2 | ER401 |  |  | 2 | 2 | ER401 | 2 | ER401 | 1 | ER491 | [10 empty] | 2 | ER491 | [10 empty] | 4 | DIM601 |  |  | 2 | 2 | 1
TP204 | TECH PANEL | STAGE | G15 | 300 | 2 | ER401 |  |  |  |  | 2 | ER401 |  |  | 2 | 2 | ER401 | 2 | ER401 | 1 | ER491 | [10 empty] | 2 | ER491 | [10 empty] | 4 | DIM601 |  |  | 2 | 2 | 1
TP205 | TECH PANEL (Power Lock) | STAGE | G15 | 300 | 1 | ER401 | [43 empty] | 1x(200A)
TP251 | TECH PANEL | FORESTAGE | B02 | 300 | 2 | ER401 |  |  |  |  | 2 | ER401 |  |  | 2 | 8 | ER401 | 2 | ER401 | 2 | ER491 | [8 empty] | 2 | ER401 | 2 | ER491 | [10 empty] | 4 | DIM601 |  |  | 2 | 2
TP252 | TECH PANEL | FORESTAGE | B02 | 300 | 2 | ER401 |  |  |  |  | 2 | ER401 |  |  | 2 | 8 | ER401 | 2 | ER401 | 2 | ER491 | [8 empty] | 2 | ER401 | 2 | ER491 | [10 empty] | 4 | DIM601 |  |  | 2 | 2
TP601 | TECH PANEL | TECH (GALLERY) | 218 | 300 | 2 | ER401 |  |  |  |  | 2 | ER401 |  |  | 2 | 2 | ER401 | 1 | ER401 | 1 | ER491 | [10 empty] | 2 | ER491 | [10 empty] | 6 | DIM601 |  |  | 2 | 2
TP602 | TECH PANEL | TECH (GALLERY) | 219 | 300 | 2 | ER401 |  |  |  |  | 2 | ER401 |  |  | 2 | 2 | ER401 | 1 | ER401 | 1 | ER491 | [10 empty] | 2 | ER491 | [10 empty] | 6 | DIM601 |  |  | 2 | 2 | 1
TP603 | TECH PANEL | TECH (GALLERY) | 218 | 300 | 2 | ER401 |  |  |  |  | 2 | ER401 |  |  | 2 | 2 | ER401 | 1 | ER401 | 1 | ER491 | [10 empty] | 2 | ER491 | [10 empty] | 6 | DIM601 |  |  | 2 | 2
TP604 | TECH PANEL | TECH (GALLERY) | 219 | 300 | 2 | ER401 |  |  |  |  | 2 | ER401 |  |  | 2 | 2 | ER401 | 1 | ER401 | 1 | ER491 | [10 empty] | 2 | ER491 | [10 empty] | 6 | DIM601 |  |  | 2 | 2 | 1
TP801 | TECH PANEL | FLY GALLERY |  | 300 | 2 | ER401 | [13 empty] | 1 | ER491 | [10 empty] | 2 | ER491 | [10 empty] | 4 | DIM601 |  |  | 2
TP802 | TECH PANEL | FLY GALLERY |  | 300 | 2 | ER401 | [13 empty] | 1 | ER491 | [10 empty] | 2 | ER491 | [10 empty] | 4 | DIM601 |  |  | 2
TP803 | TECH PANEL | FLY GALLERY |  | 300 | 2 | ER401 | 4 | ER401 | [11 empty] | 1 | ER491 | [10 empty] | 2 | ER491 | [10 empty] | 4 | DIM601 |  |  | 2 |  | 1
TP804 | TECH PANEL | FLY GALLERY |  | 300 | 2 | ER401 | 4 | ER401 | [11 empty] | 1 | ER491 | [10 empty] | 2 | ER491 | [10 empty] | 4 | DIM601 |  |  | 2 |  | 1
TP851 | TECH PANEL | CABLE NET |  | 300 | 4 | ER401 | [8 empty] | 1 | 1 | ER401 | 1 | ER401 | 1 | ER491 | [10 empty] | 2 | ER491 | [10 empty] | 4 | DIM601 |  |  | 2 | 2
TP852 | TECH PANEL | CABLE NET |  | 300 | 4 | ER401 | [8 empty] | 1 | 1 | ER401 | 1 | ER401 | 1 | ER491 | [10 empty] | 2 | ER491 | [10 empty] | 4 | DIM601 |  |  | 2 | 2
TP853 | TECH PANEL | CABLE NET |  | 300 | 4 | ER401 | 4 | ER401 | [6 empty] | 1 | 1 | ER401 | 1 | ER401 | 1 | ER491 | [10 empty] | 2 | ER491 | [10 empty] | 4 | DIM601 |  |  | 2 | 2 | 1
TP854 | TECH PANEL | CABLE NET |  | 300 | 4 | ER401 | 4 | ER401 | [6 empty] | 1 | 1 | ER401 | 1 | ER401 | 1 | ER491 | [10 empty] | 2 | ER491 | [10 empty] | 4 | DIM601 |  |  | 2 | 2 | 1
MCC-C | CHAIN HOIST GROUP CONTROLLER | FORESTAGE GRID |  | 500 | [45 empty] | 4
MX202 | PENDANT CONTROL CONNECTION | STAGE | G15 | 300 | [31 empty] | 4 | MCC-C
MX601-A | SINGLE AXIS CONTROLLER | TECH (GALLERY) | 218 | RAILING | [31 empty] | 1 | MX601-B
MX601-B | MOTOR CONTROL CABINET | TECH (GALLERY) | 218 | REF DWG | [43 empty] | 1x(20A)
MX602-A | SINGLE AXIS CONTROLLER | TECH (GALLERY) | 218 | RAILING | [31 empty] | 1 | MX602-B
MX602-B | MOTOR CONTROL CABINET | TECH (GALLERY) | 218 | REF DWG | [43 empty] | 1x(20A)
MX603-A | SINGLE AXIS CONTROLLER | TECH (GALLERY) | 218 | RAILING | [31 empty] | 1 | MX603-B
MX603-B | MOTOR CONTROL CABINET | TECH (GALLERY) | 218 | REF DWG | [43 empty] | 1x(20A)
MX604-A | SINGLE AXIS CONTROLLER | TECH (GALLERY) | 218 | RAILING | [31 empty] | 1 | MX604-B
MX604-B | MOTOR CONTROL CABINET | TECH (GALLERY) | 218 | REF DWG | [43 empty] | 1x(20A)
MX605-A | SINGLE AXIS CONTROLLER | TECH (GALLERY) | 218 | RAILING | [31 empty] | 1 | MX605-B
MX605-B | MOTOR CONTROL CABINET | TECH (GALLERY) | 218 | REF DWG | [43 empty] | 1x(20A)
MX606-A | SINGLE AXIS CONTROLLER | TECH (GALLERY) | 218 | RAILING | [31 empty] | 1 | MX606-B
MX606-B | MOTOR CONTROL CABINET | TECH (GALLERY) | 218 | REF DWG | [43 empty] | 1x(20A)
MX607-A | SINGLE AXIS CONTROLLER | TECH (GALLERY) | 218 | RAILING | [31 empty] | 1 | MX607-B
MX607-B | MOTOR CONTROL CABINET | TECH (GALLERY) | 218 | REF DWG | [43 empty] | 1x(20A)
MX608-A | SINGLE AXIS CONTROLLER | TECH (GALLERY) | 218 | RAILING | [31 empty] | 1 | MX608-B
MX608-B | MOTOR CONTROL CABINET | TECH (GALLERY) | 218 | REF DWG | [43 empty] | 1x(20A)
MX609-A | SINGLE AXIS CONTROLLER | TECH (GALLERY) | 218 | RAILING | [31 empty] | 1 | MX609-B
MX609-B | MOTOR CONTROL CABINET | TECH (GALLERY) | 218 | REF DWG | [43 empty] | 1x(20A)
MX610-A | SINGLE AXIS CONTROLLER | TECH (GALLERY) | 218 | RAILING | [31 empty] | 1 | MX610-B
MX610-B | MOTOR CONTROL CABINET | TECH (GALLERY) | 218 | REF DWG | [43 empty] | 1x(20A)
MX611-A | SINGLE AXIS CONTROLLER | TECH (GALLERY) | 218 | RAILING | [31 empty] | 1 | MX611-B
MX611-B | MOTOR CONTROL CABINET | TECH (GALLERY) | 218 | REF DWG | [43 empty] | 1x(20A)
MX612-A | SINGLE AXIS CONTROLLER | TECH (GALLERY) | 218 | RAILING | [31 empty] | 1 | MX612-B
MX612-B | MOTOR CONTROL CABINET | TECH (GALLERY) | 218 | REF DWG | [43 empty] | 1x(20A)
MX613-A | SINGLE AXIS CONTROLLER | TECH (GALLERY) | 218 | RAILING | [31 empty] | 1 | MX613-B
MX613-B | MOTOR CONTROL CABINET | TECH (GALLERY) | 218 | REF DWG | [43 empty] | 1x(20A)
MX614-A | SINGLE AXIS CONTROLLER | TECH (GALLERY) | 218 | RAILING | [31 empty] | 1 | MX614-B
MX614-B | MOTOR CONTROL CABINET | TECH (GALLERY) | 218 | REF DWG | [43 empty] | 1x(20A)
MX615-A | SINGLE AXIS CONTROLLER | TECH (GALLERY) | 218 | RAILING | [31 empty] | 1 | MX615-B
MX615-B | MOTOR CONTROL CABINET | TECH (GALLERY) | 218 | REF DWG | [43 empty] | 1x(20A)
MX616-A | SINGLE AXIS CONTROLLER | TECH (GALLERY) | 218 | RAILING | [31 empty] | 1 | MX616-B
MX616-B | MOTOR CONTROL CABINET | TECH (GALLERY) | 218 | REF DWG | [43 empty] | 1x(20A)
MX617-A | SINGLE AXIS CONTROLLER | TECH (GALLERY) | 218 | RAILING | [31 empty] | 1 | MX617-B
MX617-B | MOTOR CONTROL CABINET | TECH (GALLERY) | 218 | REF DWG | [43 empty] | 1x(20A)
MX618-A | SINGLE AXIS CONTROLLER | TECH (GALLERY) | 218 | RAILING | [31 empty] | 1 | MX618-B
MX618-B | MOTOR CONTROL CABINET | TECH (GALLERY) | 218 | REF DWG | [43 empty] | 1x(20A)
MX716 | MOTOR | STAGE G15 | G15 | WALL | [31 empty] | 1 | MX616-B
MX717 | MOTOR | STAGE G15 | G15 | WALL | [31 empty] | 1 | MX617-B
MX718 | MOTOR | STAGE G15 | G15 | WALL | [31 empty] | 1 | MX618-B
MX720-A | CHAIN MOTOR (UNDER FLY GALLERY) | STAGE G15 | G15 | SOFFIT | [31 empty] | 1 | MCC-C
MX720-B | CHAIN MOTOR (UNDER FLY GALLERY) | STAGE G15 | G15 | SOFFIT | [31 empty] | 1 | MCC-C
MX721-A | CHAIN MOTOR (UNDER FLY GALLERY) | STAGE G15 | G15 | SOFFIT | [31 empty] | 1 | MCC-C
MX721-B | CHAIN MOTOR (UNDER FLY GALLERY) | STAGE G15 | G15 | SOFFIT | [31 empty] | 1 | MCC-C
MX851A | SPEAKER (ARRAY) CHAIN MOTOR | FORESTAGE GRID |  | CEILING | [31 empty] | 1 | MCC-C
MX851B | SPEAKER (SUBS) CHAIN MOTOR | FORESTAGE GRID |  | CEILING | [31 empty] | 1 | MCC-C
MX852 | SPEAKER CHAIN MOTOR (FUTURE) | FORESTAGE GRID |  | CEILING | [31 empty] | 1 | MCC-C
MX853 | SPEAKER CHAIN MOTOR (FUTURE) | FORESTAGE GRID |  | CEILING | [31 empty] | 1 | MCC-C
MX854 | SPEAKER CHAIN MOTOR (FUTURE) | FORESTAGE GRID |  | CEILING | [31 empty] | 1 | MCC-C
MX855A | SPEAKER (ARRAY) CHAIN MOTOR | FORESTAGE GRID |  | CEILING | [31 empty] | 1 | MCC-C
MX855B | SPEAKER (SUBS) CHAIN MOTOR | FORESTAGE GRID |  | CEILING | [31 empty] | 1 | MCC-C
MX856 | ORCH BAR CHAIN MOTOR | FORESTAGE GRID |  | CEILING | [31 empty] | 1 | MCC-C
MX857 | ORCH BAR CHAIN MOTOR | FORESTAGE GRID |  | CEILING | [31 empty] | 1 | MCC-C
MX901 | MOTOR | STAGE G15 | G15 | WALL | [31 empty] | 1 | MX601-B
MX902 | MOTOR | STAGE G15 | G15 | WALL | [31 empty] | 1 | MX602-B
MX903 | MOTOR | STAGE G15 | G15 | WALL | [31 empty] | 1 | MX603-B
MX904 | MOTOR | STAGE G15 | G15 | WALL | [31 empty] | 1 | MX604-B
MX905 | MOTOR | STAGE G15 | G15 | WALL | [31 empty] | 1 | MX605-B
MX906 | MOTOR | STAGE G15 | G15 | WALL | [31 empty] | 1 | MX606-B
MX907 | MOTOR | STAGE G15 | G15 | WALL | [31 empty] | 1 | MX607-B
MX908 | MOTOR | STAGE G15 | G15 | WALL | [31 empty] | 1 | MX608-B
MX909 | MOTOR | STAGE G15 | G15 | WALL | [31 empty] | 1 | MX609-B
MX910 | MOTOR | STAGE G15 | G15 | WALL | [31 empty] | 1 | MX610-B
MX911 | MOTOR | STAGE G15 | G15 | WALL | [31 empty] | 1 | MX611-B
MX912 | MOTOR | STAGE G15 | G15 | WALL | [31 empty] | 1 | MX612-B
MX913 | MOTOR | STAGE G15 | G15 | WALL | [31 empty] | 1 | MX613-B
MX914 | MOTOR | STAGE G15 | G15 | WALL | [31 empty] | 1 | MX614-B
MX915 | MOTOR | STAGE G15 | G15 | WALL | [31 empty] | 1 | MX615-B
BACK OF HOUSE
BS201 | SCREEN | PRINC. DR. RM. 1 | G26 | 2000 | [6 empty] | 1 | ER401 | 1 | ER401 | [33 empty] | 1
BS202 | VOL CTRL | PRINC. DR. RM. 1 G26 |  | 1200 | [8 empty] | 1 | ER401 | [13 empty] | 1 | ER401
BS203 | SCREEN | MULTI-PURPOSE RM/GREEG32 |  | 2000 | [6 empty] | 1 | ER401 | 1 | ER401 | [33 empty] | 1
BS204 | VOL CTRL | MULTI-PURPOSE RM/GREEG32 |  | 1200 | [8 empty] | 1 | ER401 | [13 empty] | 1 | ER401
BS205 | SCREEN | DR. RM. G39 |  | 2000 | [6 empty] | 1 | ER401 | 1 | ER401 | [33 empty] | 1
BS206 | VOL CTRL | DR. RM. G39 |  | 1200 | [8 empty] | 1 | ER401 | [13 empty] | 1 | ER401
BS207 | SCREEN | DR. RM. G29 |  | 2000 | [6 empty] | 1 | ER401 | 1 | ER401 | [33 empty] | 1
BS208 | VOL CTRL | DR. RM. G29 |  | 1200 | [8 empty] | 1 | ER401 | [13 empty] | 1 | ER401
BS209 | SCREEN | PRINC. DR. RM. 2 G20 |  | 2000 | [6 empty] | 1 | ER401 | 1 | ER401 | [33 empty] | 1
BS210 | VOL CTRL | PRINC. DR. RM. 2 G20 |  | 1200 | [8 empty] | 1 | ER401 | [13 empty] | 1 | ER401
BS211 | SCREEN | STAGE DOOR G41 |  | 2000 | [6 empty] | 1 | ER401 | 1 | ER401 | [33 empty] | 1
BS212 | VOL CTRL | STAGE DOOR G41 |  | 1200 | [8 empty] | 1 | ER401 | [13 empty] | 1 | ER401
BS213 | SCREEN | LOBBY G44 |  | 2000 | [6 empty] | 1 | ER401 | 1 | ER401 | [33 empty] | 1
BS214 | SCREEN | SCENE DOCK G24 |  | 2500 | [6 empty] | 1 | ER401 | 1 | ER401 | [33 empty] | 1
BS215 | SCREEN | WORKSHOP G35 |  | 2000 | [6 empty] | 1 | ER401 | 1 | ER401 | [33 empty] | 1
BS216 | VOL CTRL | WORKSHOP G35 |  | 1200 | [8 empty] | 1 | ER401 | [13 empty] | 1 | ER401
BS217 | TECH PANEL | WORKSHOP G35 |  | 1200 | 6 | ER401 |  |  |  |  | 2 | ER401 | 1 | ER401 | 2 | 2 | ER401 | 2 | ER401 | 1 | ER491 | [10 empty] | 2 | ER491 | [10 empty] | 1 | DIM601 |  |  | 4 | 3 | 1
BS218 | TECH PANEL | SCENE DOCK G24 |  | 500 | 4 | ER401 |  |  |  |  | 2 | ER401 |  |  | 2 | 2 | ER401 | 2 | ER401 | 1 | ER491 | [10 empty] | 2 | ER491 | [14 empty] | 2 | 2 | 4
BS401 | SCREEN | VENUE MAN. OFFICE 102 |  | 2000 | [6 empty] | 1 | ER401 | 1 | ER401 | [33 empty] | 1
BS402 | TECH PANEL | VENUE MAN. OFFICE 102 |  | 1100 | [8 empty] | 1 | ER401 |  |  |  | 1 | ER401
BS601 | VOL CTRL | GUEST DRESS ROOM 212 |  | 1200 | [8 empty] | 1 | ER401 | [13 empty] | 1 | ER401
CONFERENCE
CN601 | AV CONTROL | CONFERENCE 1 | 206 | 1100 | 1 | ER601 | [6 empty] | 1 | ER601
CN611 | TECH PANEL | CONFERENCE 1 | 206 | 300 | 4 | EN601 |  |  |  |  | 4 | EN601 |  |  | 8 | 8 | EN601 | 2 | EN601 | 1 | EN601 | [10 empty] | 2 | EN601 | [10 empty] | 2 | DIM602 |  |  | 2 | 2
CN612 | TECH PANEL/FLOOR BOX | CONFERENCE 1 | 206 | 0 | 4 | EN601 |  |  |  |  | 4 | EN601 |  |  | 8 | 8 | EN601 | 2 | EN601 | 1 | EN601 | [10 empty] | 2 | EN601 | [10 empty] | 2 | DIM602 |  |  | 2 | 2 | 1
CN651 | AV CONTROL | CONFERENCE 2 | 205 | 1100 | 1 | ER601 | [6 empty] | 1 | ER601
CN661 | TECH PANEL/FLOOR BOX | CONFERENCE 2 | 205 | 0 | 4 | EN601 |  |  |  |  | 4 | EN601 |  |  | 8 | 8 | EN601 | 2 | EN601 | 1 | EN601 | [10 empty] | 2 | EN601 | [10 empty] | 2 | DIM602 |  |  | 2 | 2 | 1
CN662 | TECH PANEL/FLOOR BOX | CONFERENCE 2 | 205 | 0 | 4 | EN601 |  |  |  |  | 4 | EN601 |  |  | 8 | 8 | EN601 | 2 | EN601 | 1 | EN601 | [10 empty] | 2 | EN601 | [10 empty] | 2 | DIM602 |  |  | 2 | 2
CN701 | LIGHTING | CONFERENCE 1 | 206 | PIPE GRID | 1 | ER601 | [25 empty] | 2 | ER601 | [10 empty] | 4 | DIM602
CN702 | LIGHTING | CONFERENCE 1 | 206 | PIPE GRID | 1 | ER601 | [25 empty] | 2 | ER601 | [10 empty] | 4 | DIM602 |  |  | 1
CN703 | LIGHTING | CONFERENCE 1 | 206 | PIPE GRID | 1 | ER601 | [25 empty] | 2 | ER601 | [10 empty] | 4 | DIM602
CN704 | LIGHTING | CONFERENCE 1 | 206 | PIPE GRID | 1 | ER601 | [25 empty] | 2 | ER601 | [10 empty] | 4 | DIM602 |  |  | 1
CN705 | LIGHTING | CONFERENCE 1 | 206 | PIPE GRID | 1 | ER601 | [25 empty] | 2 | ER601 | [10 empty] | 4 | DIM602
CN706 | LIGHTING | CONFERENCE 1 | 206 | PIPE GRID | 1 | ER601 | [25 empty] | 2 | ER601 | [10 empty] | 4 | DIM602 |  |  | 1
CN707 | LIGHTING | CONFERENCE 1 | 206 | PIPE GRID | 1 | ER601 | [25 empty] | 2 | ER601 | [10 empty] | 4 | DIM602
CN708 | LIGHTING | CONFERENCE 1 | 206 | PIPE GRID | 1 | ER601 | [9 empty] | 1 | ER601 | 1 | ER601 | [12 empty] | 2 | ER601 | [10 empty] | 4 | DIM602 |  |  |  | 1
CN711 | SPEAKER POINT | CONFERENCE 1 | 206 | PIPE GRID | 1 | ER601 |  |  |  |  | 1 | ER601 |  |  |  | 1 | ER601 | 1 | ER601 | [29 empty] | 1
CN712 | SPEAKER POINT | CONFERENCE 1 | 206 | PIPE GRID | 1 | ER601 |  |  |  |  | 1 | ER601 |  |  |  | 1 | ER601 | 1 | ER601 | [29 empty] | 1
CN713 | SPEAKER POINT | CONFERENCE 1 | 206 | PIPE GRID | 1 | ER601 |  |  |  |  | 1 | ER601 |  |  |  | 1 | ER601 | 1 | ER601 | [29 empty] | 1
CN714 | SPEAKER POINT | CONFERENCE 1 | 206 | PIPE GRID | 1 | ER601 |  |  |  |  | 1 | ER601 |  |  |  | 1 | ER601 | 1 | ER601 | [29 empty] | 1
CN721A | PROJECTOR | CONFERENCE 1 | 206 | PIPE GRID | 1 | ER601 |  |  |  |  | 1 | ER601 | 1 | ER601 | [34 empty] | 1
CN721B | PROJECTOR | CONFERENCE 1 | 206 | PIPE GRID | 1 | ER601 |  |  |  |  | 1 | ER601 | 1 | ER601 | [34 empty] | 1
CN722 | PROJECTION SCREEN | CONFERENCE 1 | 206 | PIPE GRID | [8 empty] | 1 | ER601 | [33 empty] | 1
CN723 | PROJECTION SCREEN | CONFERENCE 1 | 206 | PIPE GRID | [8 empty] | 1 | ER601 | [33 empty] | 1
CN724 | PROJECTION SCREEN | CONFERENCE 1 | 206 | PIPE GRID | [8 empty] | 1 | ER601 | [33 empty] | 1
CN751 | LIGHTING | CONFERENCE 2 | 205 | PIPE GRID | 1 | ER601 | [25 empty] | 2 | ER601 | [10 empty] | 4 | DIM602
CN752 | LIGHTING | CONFERENCE 2 | 205 | PIPE GRID | 1 | ER601 | [25 empty] | 2 | ER601 | [10 empty] | 4 | DIM602 |  |  | 1
CN753 | LIGHTING | CONFERENCE 2 | 205 | PIPE GRID | 1 | ER601 | [25 empty] | 2 | ER601 | [10 empty] | 4 | DIM602
CN754 | LIGHTING | CONFERENCE 2 | 205 | PIPE GRID | 1 | ER601 | [25 empty] | 2 | ER601 | [10 empty] | 4 | DIM602 |  |  | 1
CN755 | LIGHTING | CONFERENCE 2 | 205 | PIPE GRID | 1 | ER601 | [25 empty] | 2 | ER601 | [10 empty] | 4 | DIM602
CN756 | LIGHTING | CONFERENCE 2 | 205 | PIPE GRID | 1 | ER601 | [25 empty] | 2 | ER601 | [10 empty] | 4 | DIM602 |  |  | 1
CN757 | LIGHTING | CONFERENCE 2 | 205 | PIPE GRID | 1 | ER601 | [25 empty] | 2 | ER601 | [10 empty] | 4 | DIM602
CN758 | LIGHTING | CONFERENCE 2 | 205 | PIPE GRID | 1 | ER601 | [9 empty] | 1 | ER601 | 1 | ER601 | [12 empty] | 2 | ER601 | [10 empty] | 4 | DIM602 |  |  |  | 1
CN761 | SPEAKER POINT | CONFERENCE 2 | 205 | PIPE GRID | 1 | ER601 |  |  |  |  | 1 | ER601 |  |  |  | 1 | ER601 | 1 | ER601 | [29 empty] | 1
CN762 | SPEAKER POINT | CONFERENCE 2 | 205 | PIPE GRID | 1 | ER601 |  |  |  |  | 1 | ER601 |  |  |  | 1 | ER601 | 1 | ER601 | [29 empty] | 1
CN763 | SPEAKER POINT | CONFERENCE 2 | 205 | PIPE GRID | 1 | ER601 |  |  |  |  | 1 | ER601 |  |  |  | 1 | ER601 | 1 | ER601 | [29 empty] | 1
CN764 | SPEAKER POINT | CONFERENCE 2 | 205 | PIPE GRID | 1 | ER601 |  |  |  |  | 1 | ER601 |  |  |  | 1 | ER601 | 1 | ER601 | [29 empty] | 1
CN771A | PROJECTOR | CONFERENCE 2 | 205 | PIPE GRID | 1 | ER601 |  |  |  |  | 1 | ER601 | 1 | ER601 | [34 empty] | 1
CN771B | PROJECTOR | CONFERENCE 2 | 205 | PIPE GRID | 1 | ER601 |  |  |  |  | 1 | ER601 | 1 | ER601 | [34 empty] | 1
CN772 | PROJECTION SCREEN | CONFERENCE 2 | 205 | PIPE GRID | [8 empty] | 1 | ER601 | [33 empty] | 1
CN773 | PROJECTION SCREEN | CONFERENCE 2 | 205 | PIPE GRID | [8 empty] | 1 | ER601 | [33 empty] | 1
CN774 | PROJECTION SCREEN | CONFERENCE 2 | 205 | PIPE GRID | [8 empty] | 1 | ER601 | [33 empty] | 1
DIM602 | DIMMER RACK | FURNITURE STORE | 209 | REF DWG | [15 empty] | 1 | ER601 | [10 empty] | 4 | ER601 | [16 empty] | 7
ER601 | EQPT RACK | FURNITURE STORE | 209 | 0 | 5 5 | ER401 ER211 | 12 | ER401 | [39 empty] | 2x(20A) | 2x(20A)
BREAK OUT
BR701 | LIGHTING | BREAK OUT | 204 | CEILING | 1 | ER601 |  |  |  |  | 1 | ER601 |  |  |  | 2 | ER601 | 1 | ER601 | [12 empty] | 2 | ER601 | [10 empty] | 2 | DIM602 |  |  | 1 | 1
BR702 | LIGHTING | BREAK OUT | 204 | CEILING | 1 | ER601 |  |  |  |  | 1 | ER601 | [5 empty] | 1 | ER601 | [12 empty] | 2 | ER601 | [10 empty] | 2 | DIM602 |  |  | 1 | 1
BR703 | LIGHTING | BREAK OUT | 204 | CEILING | 1 | ER601 |  |  |  |  | 1 | ER601 | [5 empty] | 1 | ER601 | [12 empty] | 2 | ER601 | [10 empty] | 2 | DIM602 |  |  | 1 | 1
BR704 | LIGHTING | BREAK OUT | 204 | CEILING | 1 | ER601 |  |  |  |  | 1 | ER601 |  |  |  | 2 | ER601 | 1 | ER601 | [12 empty] | 2 | ER601 | [10 empty] | 2 | DIM602 |  |  | 1 | 1
REHEARSAL
RH601 | AV CONTROL | REHEARSAL | 203 | 1100 | 1 | EN601 | [6 empty] | 1 | EN601
RH611 | TECH PANEL | REHEARSAL | 203 | 300 | 4 | EN601 |  |  |  |  | 4 | EN601 |  |  | 8 | 8 | EN601 | 2 | EN601 | 1 | EN601 | [10 empty] | 2 | EN601 | [10 empty] | 2 | DIM602 |  |  | 1 | 1
RH612 | TECH PANEL | REHEARSAL | 203 | 300 | 4 | EN601 |  |  |  |  | 4 | EN601 |  |  | 8 | 8 | EN601 | 2 | EN601 | 1 | EN601 | [10 empty] | 2 | EN601 | [10 empty] | 2 | DIM602 |  |  | 1 | 1 | 1
RH613 | TECH PANEL/FLOOR BOX | REHEARSAL | 203 | 0 | 4 | EN601 |  |  |  |  | 4 | EN601 |  |  | 8 | 8 | EN601 | 2 | EN601 | 1 | EN601 | [10 empty] | 2 | EN601 | [10 empty] | 2 | DIM602 |  |  | 1 | 1
RH701 | LIGHTING | REHEARSAL | 203 | PIPE GRID | 1 | ER601 | [25 empty] | 2 | ER601 | [10 empty] | 4 | DIM602
RH702 | LIGHTING | REHEARSAL | 203 | PIPE GRID | 1 | ER601 | [25 empty] | 2 | ER601 | [10 empty] | 4 | DIM602 |  |  | 1
RH703 | LIGHTING | REHEARSAL | 203 | PIPE GRID | 1 | ER601 | [25 empty] | 2 | ER601 | [10 empty] | 4 | DIM602
RH704 | LIGHTING | REHEARSAL | 203 | PIPE GRID | 1 | ER601 | [25 empty] | 2 | ER601 | [10 empty] | 4 | DIM602 |  |  | 1
RH705 | LIGHTING | REHEARSAL | 203 | PIPE GRID | 1 | ER601 | [25 empty] | 2 | ER601 | [10 empty] | 4 | DIM602
RH706 | LIGHTING | REHEARSAL | 203 | PIPE GRID | 1 | ER601 | [25 empty] | 2 | ER601 | [10 empty] | 4 | DIM602 |  |  | 1
RH707 | LIGHTING | REHEARSAL | 203 | PIPE GRID | 1 | ER601 | [25 empty] | 2 | ER601 | [10 empty] | 4 | DIM602
RH708 | LIGHTING | REHEARSAL | 203 | PIPE GRID | 1 | ER601 | [9 empty] | 1 | ER601 | 1 | ER601 | [12 empty] | 2 | ER601 | [10 empty] | 4 | DIM602 |  |  |  | 1
RH711 | SPEAKER POINT | REHEARSAL | 203 | PIPE GRID | 1 | ER601 |  |  |  |  | 1 | ER601 |  |  |  | 1 | ER601 | 1 | ER601 | [29 empty] | 1
RH712 | SPEAKER POINT | REHEARSAL | 203 | PIPE GRID | 1 | ER601 |  |  |  |  | 1 | ER601 |  |  |  | 1 | ER601 | 1 | ER601 | [29 empty] | 1
RH713 | SPEAKER POINT | REHEARSAL | 203 | PIPE GRID | 1 | ER601 |  |  |  |  | 1 | ER601 |  |  |  | 1 | ER601 | 1 | ER601 | [29 empty] | 1
RH714 | SPEAKER POINT | REHEARSAL | 203 | PIPE GRID | 1 | ER601 |  |  |  |  | 1 | ER601 |  |  |  | 1 | ER601 | 1 | ER601 | [29 empty] | 1
RH731A | PROJECTOR | REHEARSAL | 203 | PIPE GRID | 1 | ER601 |  |  |  |  | 1 | ER601 | 1 | ER601 | [34 empty] | 1
RH731B | PROJECTOR | REHEARSAL | 203 | PIPE GRID | 1 | ER601 |  |  |  |  | 1 | ER601 | 1 | ER601 | [34 empty] | 1
RH732 | PROJECTION SCREEN | REHEARSAL | 203 | PIPE GRID | [8 empty] | 1 | ER601 | [33 empty] | 1
RH733 | PROJECTION SCREEN | REHEARSAL | 203 | PIPE GRID | [8 empty] | 1 | ER601 | [33 empty] | 1
RH734 | PROJECTION SCREEN | REHEARSAL | 203 | PIPE GRID | [8 empty] | 1 | ER601 | [33 empty] | 1
FRONT OF HOUSE
ER211 | EQUIP RACK | CLOAK ROOM | G07 | 0 | 5 | ER401 | 12 | ER401 | [39 empty] | 2x(20A) | 2x(20A)
FY201 | TECH PANEL/FLOOR BOX | FUNCTION/FOYER | G01 | 0 | 2 | ER401 |  |  |  |  | 2 | ER211 | 1 | ER211 | 2 | 2 | ER211 | 1 | ER211 | [28 empty] | 1 | 1
FY202 | TECH PANEL | FUNCTION/FOYER | G01 | 300 | 2 | ER401 |  |  |  |  | 2 | ER211 | 1 | ER211 | 2 | 2 | ER211 | 1 | ER211 | [28 empty] | 1 | 1
FY211 | TECH PANEL/FLOOR BOX | FUNCTION/FOYER | G01 | 0 | 2 | ER401 |  |  |  |  | 2 | ER211 | 1 | ER211 | 2 | 4 | ER211 | 2 | ER211 | [28 empty] | 1 | 1 | 1
FY212 | NOT USED
FY213 | TECH PANEL/FLOOR BOX | FUNCTION/FOYER | G01 | 0 | 2 | ER211 |  |  |  |  | 2 | ER211 | 1 | ER211 | 2 | 4 | ER211 | 2 | ER211 | [28 empty] | 1 | 1 | 1
FY214 | TECH PANEL | FUNCTION/FOYER | G01 | 0 | 2 | ER211 |  |  |  |  | 2 | ER211 | 1 | ER211 | 2 | 4 | ER211 | 2 | ER211 | [28 empty] | 1 | 1
FY221 | SCREEN | FUNCTION/FOYER | G01 | 2200 | 1 | ER211 |  |  |  |  | 2 | ER211 | [35 empty] | 1
FY222 | SCREEN | FUNCTION/FOYER | G01 | 2200 | 1 | ER211 |  |  |  |  | 2 | ER211 | [35 empty] | 1
FY223 | NOT USED
FY224 | NOT USED
FY225 | NOT USED
FY226 | SCREEN | FUNCTION/FOYER | G01 | 2200 | 1 | ER401 |  |  |  |  | 2 | ER211 | [35 empty] | 1
FY227 | SCREEN | FUNCTION/FOYER | G01 | 2200 | 1 | ER211 |  |  |  |  | 2 | ER211 | [35 empty] | 1
FY228 | SCREEN | FUNCTION/FOYER | G01 | 2200 | 1 | ER211 |  |  |  |  | 2 | ER211 | [35 empty] | 1
FY229 | SCREEN | FUNCTION/FOYER | G01 | 2200 | 1 | ER211 |  |  |  |  | 2 | ER211 | [35 empty] | 1
FY231 | HOUSE MANAGERS PANEL | FUNCTION/FOYER | G01 | 1100 | 1 | ER211 | [6 empty] | 1 | ER211 |  |  |  | 1 | ER211 |  |  |  |  | 1 | ER211 | [22 empty] | 1
FY232 | NOT USED
FY301 | TECH PANEL | FUNCTION/FOYER | G01 | CEILING | 4 | ER211 | [41 empty] | 2
FY302 | TECH PANEL | FUNCTION/FOYER | G01 | CEILING | 4 | ER211 | [41 empty] | 2
FY303 | TECH PANEL | FUNCTION/FOYER | G01 | CEILING | 4 | ER211 | [41 empty] | 2
FY304 | TECH PANEL | FUNCTION/FOYER | G01 | CEILING | 4 | ER211 | [41 empty] | 2
FY305 | TECH PANEL | FUNCTION/FOYER | G01 | CEILING | 4 | ER211 | [41 empty] | 2
FY306 | TECH PANEL | FUNCTION/FOYER | G01 | CEILING | 4 | ER211 | [41 empty] | 2
FY307 | TECH PANEL | FUNCTION/FOYER | G01 | CEILING | 4 | ER211 | [41 empty] | 2
FY308 | TECH PANEL | FUNCTION/FOYER | G01 | CEILING | 4 | ER211 | [41 empty] | 2
FY309 | TECH PANEL | FUNCTION/FOYER | G01 | CEILING | 4 | ER211 | [41 empty] | 2
FY310 | TECH PANEL | FUNCTION/FOYER | G01 | CEILING | 4 | ER211 | [41 empty] | 2
FY311 | TECH PANEL | FUNCTION/FOYER | G01 | CEILING | 4 | ER211 | [41 empty] | 2
FY312 | TECH PANEL | FUNCTION/FOYER | G01 | CEILING | 4 | ER211 | [41 empty] | 2
FY313 | TECH PANEL | FUNCTION/FOYER | G01 | CEILING | 4 | ER211 | [41 empty] | 2
FY314 | TECH PANEL | FUNCTION/FOYER | G01 | CEILING | 4 | ER211 | [41 empty] | 2
FY401 | TECH PANEL/FLOOR BOX | FOYER | 113 | 0 | 2 | ER401 |  |  |  |  | 2 | ER211 | 1 | ER211 | 2 | 2 | ER211 | 2 | ER211 | [28 empty] | 1 | 1
FY402 | TECH PANEL | FOYER | 113 | 300 | 2 | ER211 |  |  |  |  | 2 | ER211 | 1 | ER211 | 2 | 2 | ER211 | 2 | ER211 | [28 empty] | 1 | 1
FY403 | TECH PANEL/FLOOR BOX | FOYER | 113 | 0 | 2 | ER211 |  |  |  |  | 2 | ER211 | 1 | ER211 | 2 | 2 | ER211 | 2 | ER211 | [28 empty] | 1 | 1
FY421 | SCREEN | FOYER | 113 | 2200 | 1 | ER401 |  |  |  |  | 2 | ER211 | [35 empty] | 1
FY422 | SCREEN | FOYER | 113 | 2200 | 1 | ER401 |  |  |  |  | 2 | ER211 | [35 empty] | 1
FY423 | SCREEN | FOYER | 113 | CEILING | 1 | ER211 |  |  |  |  | 2 | ER211 | [35 empty] | 1
FY424 | SCREEN | FOYER | 113 | CEILING | 1 | ER211 |  |  |  |  | 2 | ER211 | [35 empty] | 1
FY601 | TECH PANEL | FOYER | 207 | 300 | 2 | ER601 |  |  |  |  | 2 | ER601 | 1 | ER601 | 2 | 2 | ER601 | 2 | ER601 | [28 empty] | 1 | 1
FY602 | TECH PANEL | FOYER | 207 | 300 | 2 | ER601 |  |  |  |  | 2 | ER601 | 1 | ER601 | 2 | 2 | ER601 | 2 | ER601 | [28 empty] | 1 | 1
FY621 | SCREEN | FOYER | 207 | 2200 | 1 | ER401 |  |  |  |  | 2 | ER601 | [35 empty] | 1
FY622 | SCREEN | FOYER | 207 | 2200 | 1 | ER401 |  |  |  |  | 2 | ER601 | [35 empty] | 1
FY623 | SCREEN | FOYER | 207 | 2200 | 1 | ER601 |  |  |  |  | 2 | ER601 | [35 empty] | 1
FY624 | SCREEN | FOYER | 207 | 2200 | 1 | ER601 |  |  |  |  | 2 | ER601 | [35 empty] | 1
FY731 | EVENT PANEL | FOYER | 207 | CEILING | 4 | ER601 | [41 empty] | 2
FY732 | EVENT PANEL | FOYER | 207 | CEILING | 4 | ER601 | [41 empty] | 2
FY733 | EVENT PANEL | FOYER | 207 | CEILING | 4 | ER601 | [41 empty] | 2
FY734 | EVENT PANEL | FOYER | 207 | CEILING | 4 | ER601 | [41 empty] | 2
© COPYRIGHT THE DESIGN SHOWN ON THIS DOCUMENT REMAINS THE PROPERTY OF MARSHALL DAY ENTERTECH AND MUST NOT BE REPRODUCED WITHOUT THE OWNER’S PERMISSION |  | STAGE |  |  |  |  | REV |  |  |  | DESCRIPTION |  |  |  |  | DATE |  | DRN |  | CHK |  | NOTES: | [21 empty] | BUSSELTON PERFORMING ARTS AND CONVENTION CENTRE CABLE SCHEDULE SHEET 5 of 5 20200320 - 1010
|  | FOR TENDER |  |  |  |  | 0/01/1900 |  |  |  | FOR TENDER |  |  |  |  | 2021-11-03 |  | KK |  | RJ |  | 1. FOR KEY AND DEFINITIONS REFER TO TITLE PAGE 2. CABLE SCHEDULE IS INTENDED TO BE READ IN CONJUNCTION WITH THE MDE THEATRE DESIGN DRAWING PACKAGE. 3. TECHNICAL PANEL LOCATIONS REFERENCE DRAWINGS: 2### SERIES | [6 empty] | 4. NETWORK AND CONNECTIVITY REFERENCE DRAWINGS: 3### SERIES and 4### SERIES 5. STAGE LIGHTING OUTLETS ARE TO BE EVENLY DISTRIBUTED ALONG LIGHTING BARS AND IN KICK RAILS OF FOH LIGHTING BRIDGES | [7 empty] | 6. CO-LOCATED POWER OUTLETS MUST BE PROVIDED WITH CAPACITY FOR THE FULL CURRENT INDICATED PER DOUBLE OUTLET - WITH NO LOCALE DIVERSITY. FOR EXMPLE 4 X 10A OUTLETS WILL REQUIRE 40a SINGLE PHASE CONCURRENTLY. 7. VIA MULTICORE LINK-LK TAILS
NOTES:
1. FOR KEY AND DEFINITIONS REFER TO TITLE PAGE 4. NETWORK AND CONNECTIVITY REFERENCE DRAWINGS: 3### 6. CO-LOCATED POWER OUTLETS MUST BE PROVIDED WITH
2. CABLE SCHEDULE IS INTENDED TO BE READ IN SERIES and 4### SERIES CAPACITY FOR THE FULL CURRENT INDICATED PER DOUBLE CONJUNCTION WITH THE MDE THEATRE DESIGN 5. STAGE LIGHTING OUTLETS ARE TO BE EVENLY DISTRIBUTED OUTLET - WITH NO LOCALE DIVERSITY. FOR EXMPLE 4 X 10A DRAWING PACKAGE. ALONG LIGHTING BARS AND IN KICK RAILS OF FOH LIGHTING OUTLETS WILL REQUIRE 40a SINGLE PHASE CONCURRENTLY.
3. TECHNICAL PANEL LOCATIONS REFERENCE DRAWINGS: BRIDGES 7. VIA MULTICORE LINK-LK TAILS 2### SERIES

## Sheet2
|  |  | Cable ID PERFORMANCE LOUDSPKR |  |  |  | Rev | B
Notes
|  | CABLE TYPE | 11AWG 4mm2 figure 8 with overall sheath
Cable ID | PANEL ID | DESCRIPTION | LOCATION | ROOM | AFFL (MM) | Quantity of outlets | To/from | Cable ID
PA002 | FB202 | FLOORBOXES | STAGE | G15 | 0 | 1 | ER401 | PA002
PA003 | FB203 | FLOORBOXES | STAGE | G15 | 0 | 1 | ER401 | PA003
PA004 | FB204 | FLOORBOXES | STAGE | G15 | 0 | 1 | ER401 | PA004
PA005 | FB205 | FLOORBOXES | STAGE | G15 | 0 | 1 | ER401 | PA005
PA006 | FB206 | FLOORBOXES | STAGE | G15 | 0 | 1 | ER401 | PA006
PA007 | FB207 | FLOORBOXES | STAGE | G15 | 0 | 1 | ER401 | PA007
PA008 | FB208 | FLOORBOXES | STAGE | G15 | 0 | 1 | ER401 | PA008
PA009 | FB251 | FLOORBOXES | AUDITORIUM | G16 | 0 | 1 | ER401 | PA009
PA010 | FB252 | FLOORBOXES | AUDITORIUM | G16 | 0 | 1 | ER401 | PA010
PA011 | FB253 | FLOORBOXES | AUDITORIUM | G16 | 0 | 1 | ER401 | PA011
PA012 | FB254 | FLOORBOXES | AUDITORIUM | G16 | 0 | 1 | ER401 | PA012
PA013 | FB255 | FLOORBOXES | AUDITORIUM | G16 | 0 | 1 | ER401 | PA013
PA014 | FB256 | FLOORBOXES | AUDITORIUM | G16 | 0 | 1 | ER401 | PA014
PA015 | FB257 | FLOORBOXES | AUDITORIUM | G16 | 0 | 1 | ER401 | PA015
PA016 | FB258 | FLOORBOXES | AUDITORIUM | G16 | 0 | 1 | ER401 | PA016
PA017 | FB259 | FLOORBOXES | AUDITORIUM | G16 | 0 | 1 | ER401 | PA017
PA018 | LX451 | LX BALCONY BAR | AUDITORIUM | G16 | ON BAR | 2 | ER401 | PA018
PA019 | LX451 | LX BALCONY BAR | AUDITORIUM | G16 | ON BAR |  | ER401 | PA019
PA020 | LX452 | LX BALCONY BAR | AUDITORIUM | G16 | ON BAR | 2 | ER401 | PA020
PA021 | LX452 | LX BALCONY BAR | AUDITORIUM | G16 | ON BAR |  | ER401 | PA021
PA022 | LX453 | LX BALCONY BAR | AUDITORIUM | G16 | ON BAR | 2 | ER401 | PA022
PA023 | LX453 | LX BALCONY BAR | AUDITORIUM | G16 | ON BAR |  | ER401 | PA023
PA024 | LX454 | LX BALCONY BAR | AUDITORIUM | G16 | ON BAR | 2 | ER401 | PA024
PA025 | LX454 | LX BALCONY BAR | AUDITORIUM | G16 | ON BAR |  | ER401 | PA025
PA026 | LX651 | LX BALCONY BAR | LEVEL 2 BALCONY |  | ON BAR | 2 | ER401 | PA026
PA027 | LX651 | LX BALCONY BAR | LEVEL 2 BALCONY |  | ON BAR |  | ER401 | PA027
PA028 | LX652 | LX BALCONY BAR | LEVEL 2 BALCONY |  | ON BAR | 2 | ER401 | PA028
PA029 | LX652 | LX BALCONY BAR | LEVEL 2 BALCONY |  | ON BAR |  | ER401 | PA029
PA030 | LX653 | LX BALCONY BAR | LEVEL 2 BALCONY |  | ON BAR | 2 | ER401 | PA030
PA031 | LX653 | LX BALCONY BAR | LEVEL 2 BALCONY |  | ON BAR |  | ER401 | PA031
PA032 | LX654 | LX BALCONY BAR | LEVEL 2 BALCONY |  | ON BAR | 2 | ER401 | PA032
PA033 | LX654 | LX BALCONY BAR | LEVEL 2 BALCONY |  | ON BAR |  | ER401 | PA033
PA034 | LX655 | LX BALCONY BAR | LEVEL 2 BALCONY |  | ON BAR | 2 | ER401 | PA034
PA035 | LX655 | LX BALCONY BAR | LEVEL 2 BALCONY |  | ON BAR |  | ER401 | PA035
PA036 | LX656 | LX BALCONY BAR | LEVEL 2 BALCONY |  | ON BAR | 2 | ER401 | PA036
PA037 | LX656 | LX BALCONY BAR | LEVEL 2 BALCONY |  | ON BAR |  | ER401 | PA037
PA038 | SX251 | SPEAKER - FRONT FILL | STAGE EDGE |  | 1600 | 1 | ER401 | PA038
PA039 | SX252 | SPEAKER - FRONT FILL | STAGE EDGE |  | 1600 | 1 | ER401 | PA039
PA040 | SX253 | SPEAKER - FRONT FILL | STAGE EDGE |  | 1600 | 1 | ER401 | PA040
PA041 | SX254 | SPEAKER - FRONT FILL | STAGE EDGE |  | 1600 | 1 | ER401 | PA041
PA042 | SX255 | SPEAKER - FRONT FILL | STAGE EDGE |  | 1600 | 1 | ER401 | PA042
PA043 | SX256 | SPEAKER - FRONT FILL | STAGE EDGE |  | 1600 | 1 | ER401 | PA043
PA044 | SX451 | SPEAKER | LEVEL 1 BALCONY |  | ON BAR | 2 | ER401 | PA044
PA045 | SX451 | SPEAKER | LEVEL 1 BALCONY |  | ON BAR |  | ER401 | PA045
PA046 | SX452 | SPEAKER | LEVEL 1 BALCONY |  | ON BAR | 2 | ER401 | PA046
PA047 | SX452 | SPEAKER | LEVEL 1 BALCONY |  | ON BAR |  | ER401 | PA047
PA048 | SX851A | SPEAKER (ARRAY) | AUDITORIUM | G16 | CEILING | 4 | ER401 | PA048
PA049 | SX851A | SPEAKER (ARRAY) | AUDITORIUM | G16 | CEILING |  | ER401 | PA049
PA050 | SX851A | SPEAKER (ARRAY) | AUDITORIUM | G16 | CEILING |  | ER401 | PA050
PA051 | SX851A | SPEAKER (ARRAY) | AUDITORIUM | G16 | CEILING |  | ER401 | PA051
PA052 | SX851B | SPEAKER (SUBS) | AUDITORIUM | G16 | CEILING | 2 | ER401 | PA052
PA053 | SX851B | SPEAKER (SUBS) | AUDITORIUM | G16 | CEILING |  | ER401 | PA053
PA054 | SX852 | SPEAKER | AUDITORIUM | G16 | CEILING | 4 | ER401 | PA054
PA055 | SX852 | SPEAKER | AUDITORIUM | G16 | CEILING |  | ER401 | PA055
PA056 | SX852 | SPEAKER | AUDITORIUM | G16 | CEILING |  | ER401 | PA056
PA057 | SX852 | SPEAKER | AUDITORIUM | G16 | CEILING |  | ER401 | PA057
PA058 | SX853 | SPEAKER | AUDITORIUM | G16 | CEILING | 4 | ER401 | PA058
PA059 | SX853 | SPEAKER | AUDITORIUM | G16 | CEILING |  | ER401 | PA059
PA060 | SX853 | SPEAKER | AUDITORIUM | G16 | CEILING |  | ER401 | PA060
PA061 | SX853 | SPEAKER | AUDITORIUM | G16 | CEILING |  | ER401 | PA061
PA062 | SX854 | SPEAKER | AUDITORIUM | G16 | CEILING | 4 | ER401 | PA062
PA063 | SX854 | SPEAKER | AUDITORIUM | G16 | CEILING |  | ER401 | PA063
PA064 | SX854 | SPEAKER | AUDITORIUM | G16 | CEILING |  | ER401 | PA064
PA065 | SX854 | SPEAKER | AUDITORIUM | G16 | CEILING |  | ER401 | PA065
PA066 | SX855A | SPEAKER (ARRAY) | AUDITORIUM | G16 | CEILING | 4 | ER401 | PA066
PA067 | SX855A | SPEAKER (ARRAY) | AUDITORIUM | G16 | CEILING |  | ER401 | PA067
PA068 | SX855A | SPEAKER (ARRAY) | AUDITORIUM | G16 | CEILING |  | ER401 | PA068
PA069 | SX855A | SPEAKER (ARRAY) | AUDITORIUM | G16 | CEILING |  | ER401 | PA069
PA070 | SX855B | SPEAKER (SUBS) | AUDITORIUM | G16 | CEILING | 2 | ER401 | PA070
PA071 | SX855B | SPEAKER (SUBS) | AUDITORIUM | G16 | CEILING |  | ER401 | PA071
PA072 | TP251 | TECH PANEL | FORESTAGE | B02 | 300 | 2 | ER401 | PA072
PA073 | TP251 | TECH PANEL | FORESTAGE | B02 | 300 |  | ER401 | PA073
PA074 | TP252 | TECH PANEL | FORESTAGE | B02 | 300 | 2 | ER401 | PA074
PA075 | TP252 | TECH PANEL | FORESTAGE | B02 | 300 |  | ER401 | PA075

## Sheet1
|  |  |  | DEMARCATION | Supply, Rough-in and Termination: Technical Equipment Contractor | [16 empty] | Supply, Rough-in and Termination: Electrical Contractor
|  |  |  | SYSTEM | TD (TECHNICAL DATA) |  | DIGITAL MEDIA |  | AV CONTROL DATA |  | AUDIO DIGITAL / ANALOGUE (M) SEND, (F) RETURN |  |  | ETHERNET AUDIO (Dante) |  | TALKBACK |  | PAGING SPEAKER |  | STAGE LIGHTING CONTROL (DMX) |  | STAGE LIGHTING OUTLETS SINGLE 10A |  | 10A 'DIRTY' GPO DOUBLE OUTLET (NOTE 6) | 10A AUDIO POWER DOUBLE OUTLET (NOTE 6) | 3 PHASE OUTLET
|  |  |  | CABLE TYPE | Cat 6A S/FTP R&M R305649 |  | Cat 6A S/FTP R&M R305649 |  | Cat 6A S/FTP R&M R305649 |  | Belden 1801B/ 1802B/ 1803F /7880A |  |  | Cat 6A S/FTP R&M R305649 |  | Belden 1802B |  | 18 AWG 0.75mm2 figure 8 |  | Cat 6A U/FTP R&M R308247 |  | Black faceplate - Autoswitched |  |  | Green Faceplate | 40A
PANEL ID | DESCRIPTION | LOCATION | ROOM | AFFL (MM) | Quantity of outlets | To/from | Quantity of outlets | To/from | Quantity of outlets | To/from | (M) Send Quantity | (F) Return Quantity | To/from | Quantity of Outlets | To/from | Quantity of outlets | To/From | Quantity of outlets | To/from | Quantity of outlets | To/from | Quantity of outlets | To/From | Quantity of outlets | Quantity of outlets | Quantity of outlets
BACK OF HOUSE | [26 empty] | Cat 6a 8mm Diam |  | TPS and three phase
BS201 | SCREEN | PRINC. DR. RM. 1 | G26 | 2000 |  |  | 1 | ER401 | 1 | ER401 | [13 empty] | 1 |  |  | 2 | 1 x 20 cond | 1
BS202 | VOL CTRL | PRINC. DR. RM. 1 | G26 | 1200 |  |  |  |  | 1 | ER401 | [7 empty] | 1 | ER401 | [7 empty] | 2 | 1 x 20 cond | 0
BS203 | SCREEN | MULTI-PURPOSE RM/GREE | G32 | 2000 |  |  | 1 | ER401 | 1 | ER401 | [13 empty] | 1 |  |  | 2 | 1 x 20 cond | 1
BS204 | VOL CTRL | MULTI-PURPOSE RM/GREE | G32 | 1200 |  |  |  |  | 1 | ER401 | [7 empty] | 1 | ER401 | [7 empty] | 2 | 1 x 20 cond | 0
BS205 | SCREEN | DR. RM. | G39 | 2000 |  |  | 1 | ER401 | 1 | ER401 | [13 empty] | 1 |  |  | 2 | 1 x 20 cond | 1
BS206 | VOL CTRL | DR. RM. | G39 | 1200 |  |  |  |  | 1 | ER401 | [7 empty] | 1 | ER401 | [7 empty] | 2 | 1 x 20 cond | 0
BS207 | SCREEN | DR. RM. | G29 | 2000 |  |  | 1 | ER401 | 1 | ER401 | [13 empty] | 1 |  |  | 2 | 1 x 20 cond | 1
BS208 | VOL CTRL | DR. RM. | G29 | 1200 |  |  |  |  | 1 | ER401 | [7 empty] | 1 | ER401 | [7 empty] | 2 | 1 x 20 cond | 0
BS209 | SCREEN | PRINC. DR. RM. 2 | G20 | 2000 |  |  | 1 | ER401 | 1 | ER401 | [13 empty] | 1 |  |  | 2 | 1 x 20 cond | 1
BS210 | VOL CTRL | PRINC. DR. RM. 2 | G20 | 1200 |  |  |  |  | 1 | ER401 | [7 empty] | 1 | ER401 | [7 empty] | 2 | 1 x 20 cond | 0
BS211 | SCREEN | STAGE DOOR | G41 | 2000 |  |  | 1 | ER401 | 1 | ER401 | [13 empty] | 1 |  |  | 2 | 1 x 20 cond | 1
BS212 | VOL CTRL | STAGE DOOR | G41 | 1200 |  |  |  |  | 1 | ER401 | [7 empty] | 1 | ER401 | [7 empty] | 2 | 1 x 20 cond | 0
BS213 | SCREEN | LOBBY | G44 | 2000 |  |  | 1 | ER401 | 1 | ER401 | [13 empty] | 1 |  |  | 2 | 1 x 20 cond | 1
BS214 | SCREEN | SCENE DOCK | G24 | 2500 |  |  | 1 | ER401 | 1 | ER401 | [13 empty] | 1 |  |  | 2 | 1 x 20 cond | 1
BS215 | SCREEN | WORKSHOP | G35 | 2000 |  |  | 1 | ER401 | 1 | ER401 | [13 empty] | 1 |  |  | 2 | 1 x 20 cond | 1
BS216 | VOL CTRL | WORKSHOP | G35 | 1200 |  |  |  |  | 1 | ER401 | [7 empty] | 1 | ER401 | [7 empty] | 2 | 1 x 20 cond | 0
BS217 | TECH PANEL | WORKSHOP | G35 | 1200 | 6 | ER401 | 2 | ER401 | 1 | ER401 | 2 | 2 | ER401 | 2 | ER401 | 1 | ER491 |  |  | 2 | ER491 | 1 | DIM601 | 4 | 3 | 1 | 19 | 4 x 32mm conduite | 8
BS218 | TECH PANEL | SCENE DOCK | G24 | 500 | 4 | ER401 | 2 | ER401 |  |  | 2 | 2 | ER401 | 2 | ER401 | 1 | ER491 |  |  | 2 | ER491 |  |  | 2 | 2 | 4 | 15 | 3 x 32mm conduite | 8
BS401 | SCREEN | VENUE MAN. OFFICE | 102 | 2000 |  |  | 1 | ER401 | 1 | ER401 | [13 empty] | 1 |  |  | 2 | 1 x 20 cond | 1
BS402 | TECH PANEL | VENUE MAN. OFFICE | 102 | 1100 |  |  |  |  | 1 | ER401 |  |  |  | 1 | ER401 | [11 empty] | 2 | 1 x 20 cond | 0
BS601 | VOL CTRL | GUEST DRESS ROOM | 212 | 1200 |  |  |  |  | 1 | ER401 | [7 empty] | 1 | ER401 | [7 empty] | 2 | 1 x 20 cond | 0
| Calculate Conduit Size for Wires / Cables | [7 empty] | Calculate Conduit Size for Wires / Cables
| Sr.No | Location (From-To) | No of Cable | Outer Dia of Cable (mm) | Total Area (Sq.mm) | Remarks |  |  | Sr.No | Location (From-To) | No of Cable | Outer Dia of Cable (mm) | Total Area (Sq.mm) | Remarks
|  |  | 19 | 8.9 | 1182.0164 | [5 empty] | 15 | 8.9 | 933.1708
[5 empty] | 0 | [7 empty] | 0
[5 empty] | 0 | [7 empty] | 0
|  |  | 19 |  | 1182.0164 | [5 empty] | 15 |  | 933.1708
| Calculations: |  |  |  | Notes; |  |  |  | Calculations: |  |  |  | Notes;
| Select Size of Conduit (For Cable /Wires): |  | 32 | mm |  |  |  |  | Select Size of Conduit (For Cable /Wires): |  | 32 | mm
| No of Cables: |  | 19 | No |  |  |  |  | No of Cables: |  | 15 | No
| Maximum Cable Diameter: |  | 8.9 | mm |  |  |  |  | Maximum Cable Diameter: |  | 8.9 | mm
| Total Area of Cables: |  | 1182.0164 | Sq.mm |  |  |  |  | Total Area of Cables: |  | 933.1708 | Sq.mm
| Total Area of Selected Conduit: |  | 803.84 | Sq.mm |  |  |  |  | Total Area of Selected Conduit: |  | 803.84 | Sq.mm
| % Fill Up of Conduit due to cable: |  | 40% | [5 empty] | % Fill Up of Conduit due to cable: |  | 40%
| Fill Up Area of Conduit : |  | 321.536 | Sq.mm |  |  |  |  | Fill Up Area of Conduit : |  | 321.536 | Sq.mm
| Result: | [7 empty] | Result:
| Required No of Conduit: |  | 4 | Nos |  |  |  |  | Required No of Conduit: |  | 3 | Nos
| Required Size of Conduit: |  | 32 | mm |  |  |  |  | Required Size of Conduit: |  | 32 | mm

## Cable ID TECHNICAL DATA SYSTEM
|  |  |  | Cable ID TECHNICAL DATA SYSTEM | [5 empty] | Rev | B
Notes
3 | 3 |  |  | CABLE TYPE | Cat 6A S/FTP R&M R305649
4 | 4 | Cable ID | PANEL ID | DESCRIPTION | LOCATION | ROOM | AFFL (MM) | Quantity of outlets | To/from | Cable ID | Keystone
5 | 5 | TD001 | AV202 | AVCONTROL PANEL | STAGE | G15 | 1100 | 1 | ER401 | TD001 | 1
6 | 7 | TD002 | AV451 | PROJECTOR | AUDITORIUM | G16 | SOFFIT | 1 | ER401 | TD002 | 2
7 | 8 | TD003 | AV651 | SHOW RELAY CAMERA | AUDITORIUM | G16 | ON BAR | 1 | ER401 | TD003 | 3
8 | 9 | TD004 | DIM601 | DIMMER RACK | TECH | 220 | 500 | 2 | ER401 | TD004 | 4
9 | 10.1786 | TD005 | DIM601 | DIMMER RACK | TECH | 220 | 500 |  | ER401 | TD005 | 5
10 | 11.3571 | TD006 | ER491 | EQPT RACK | CONTROL ROOM |  | 0 | 10 | ER401 | TD006 | 6
11 | 12.5357 | TD007 | ER491 | [5 empty] | ER401 | TD007 | 7
12 | 13.7143 | TD008 | ER491 | [5 empty] | ER401 | TD008 | 8
13 | 14.8929 | TD009 | ER491 | [5 empty] | ER401 | TD009 | 9
14 | 16.0714 | TD010 | ER491 | [5 empty] | ER401 | TD010 | 10
15 | 17.25 | TD011 | ER491 | [5 empty] | ER401 | TD011 | 11
16 | 18.4286 | TD012 | ER491 | [5 empty] | ER401 | TD012 | 12
17 | 19.6071 | TD013 | ER491 | [5 empty] | ER401 | TD013 | 13
18 | 20.7857 | TD014 | ER491 | [5 empty] | ER401 | TD014 | 14
19 | 21.9643 | TD015 | ER491 | [5 empty] | ER401 | TD015 | 15
20 | 23.1429 | TD016 | ER491 | EQPT RACK | CONTROL ROOM |  | 0 | 10 | ER401 | TD016 | 16
21 | 24.3214 | TD017 | ER491 | [5 empty] | ER401 | TD017 | 17
22 | 25.5 | TD018 | ER491 | [5 empty] | ER401 | TD018 | 18
23 | 26.6786 | TD019 | ER491 | [5 empty] | ER401 | TD019 | 19
24 | 27.8571 | TD020 | ER491 | [5 empty] | ER401 | TD020 | 20
25 | 29.0357 | TD021 | ER491 | [5 empty] | ER401 | TD021 | 21
26 | 30.2143 | TD022 | ER491 | [5 empty] | ER401 | TD022 | 22
27 | 31.3929 | TD023 | ER491 | [5 empty] | ER401 | TD023 | 23
28 | 32.5714 | TD024 | ER491 | [5 empty] | ER401 | TD024 | 24
29 | 33.75 | TD025 | ER491 | EQPT RACK | CONTROL ROOM |  | 0 |  | ER401 | TD025 | 1
30 | 34.9286 | TD026 | FB201 | FLOORBOXES | STAGE | G15 | 0 | 2 | ER401 | TD026 | 2
31 | 36.1071 | TD027 | FB201 | [5 empty] | ER401 | TD027 | 3
32 | 37.2857 | TD028 | FB202 | FLOORBOXES | STAGE | G15 | 0 | 2 | ER401 | TD028 | 4
33 | 38.4643 | TD029 | [6 empty] | ER401 | TD029 | 5
34 | 39.6429 | TD030 | FB203 | FLOORBOXES | STAGE | G15 | 0 | 2 | ER401 | TD030 | 6
35 | 40.8214 | TD031 | [6 empty] | ER401 | TD031 | 7
36 | 42 | TD032 | FB204 | FLOORBOXES | STAGE | G15 | 0 | 2 | ER401 | TD032 | 8
37 | 43.1786 | TD033 | [6 empty] | ER401 | TD033 | 9
38 | 44.3571 | TD034 | FB205 | FLOORBOXES | STAGE | G15 | 0 | 2 | ER401 | TD034 | 10
39 | 45.5357 | TD035 | [6 empty] | ER401 | TD035 | 11
40 | 46.7143 | TD036 | FB206 | FLOORBOXES | STAGE | G15 | 0 | 2 | ER401 | TD036 | 12
41 | 47.8929 | TD037 | [6 empty] | ER401 | TD037 | 13
42 | 49.0714 | TD038 | FB207 | FLOORBOXES | STAGE | G15 | 0 | 2 | ER401 | TD038 | 14
43 | 50.25 | TD039 | [6 empty] | ER401 | TD039 | 15
44 | 51.4286 | TD040 | FB208 | FLOORBOXES | STAGE | G15 | 0 | 2 | ER401 | TD040 | 16
45 | 52.6071 | TD041 | [6 empty] | ER401 | TD041 | 17
46 | 53.7857 | TD042 | FB251 | FLOORBOXES | AUDITORIUM | G16 | 0 | 2 | ER401 | TD042 | 18
47 | 54.9643 | TD043 | [6 empty] | ER401 | TD043 | 19
48 | 56.1429 | TD044 | FB252 | FLOORBOXES | AUDITORIUM | G16 | 0 | 2 | ER401 | TD044 | 20
49 | 57.3214 | TD045 | [6 empty] | ER401 | TD045 | 21
50 | 58.5 | TD046 | FB253 | FLOORBOXES | AUDITORIUM | G16 | 0 | 2 | ER401 | TD046 | 22
51 | 59.6786 | TD047 | [6 empty] | ER401 | TD047 | 23
52 | 60.8571 | TD048 | FB254 | FLOORBOXES | AUDITORIUM | G16 | 0 | 2 | ER401 | TD048 | 24
53 | 62.0357 | TD049 | [6 empty] | ER401 | TD049 | 1
54 | 63.2143 | TD050 | FB255 | FLOORBOXES | AUDITORIUM | G16 | 0 | 2 | ER401 | TD050 | 2
55 | 64.3929 | TD051 | [6 empty] | ER401 | TD051 | 3
56 | 65.5714 | TD052 | FB256 | FLOORBOXES | AUDITORIUM | G16 | 0 | 2 | ER401 | TD052 | 4
57 | 66.75 | TD053 | [6 empty] | ER401 | TD053 | 5
58 | 67.9286 | TD054 | FB257 | FLOORBOXES | AUDITORIUM | G16 | 0 | 2 | ER401 | TD054 | 6
59 | 69.1071 | TD055 | [6 empty] | ER401 | TD055 | 7
60 | 70.2857 | TD056 | FB258 | FLOORBOXES | AUDITORIUM | G16 | 0 | 2 | ER401 | TD056 | 8
61 | 71.4643 | TD057 | [6 empty] | ER401 | TD057 | 9
62 | 72.6429 | TD058 | FB259 | FLOORBOXES | AUDITORIUM | G16 | 0 | 2 | ER401 | TD058 | 10
63 | 73.8214 | TD059 | [6 empty] | ER401 | TD059 | 11
64 | 75 | TD060 | FS651 | FOLLOW SPOT | LEVEL 2 BALCONY |  | 150 | 1 | ER401 | TD060 | 12
65 | 76.1786 | TD061 | FS652 | FOLLOW SPOT | LEVEL 2 BALCONY |  | 150 | 1 | ER401 | TD061 | 13
66 | 77.3571 | TD062 | LX451 | LX BALCONY BAR | AUDITORIUM | G16 | ON BAR | 2 | ER401 | TD062 | 14
67 | 78.5357 | TD063 | [6 empty] | ER401 | TD063 | 15
68 | 79.7143 | TD064 | LX452 | LX BALCONY BAR | AUDITORIUM | G16 | ON BAR | 2 | ER401 | TD064 | 16
69 | 80.8929 | TD065 | [6 empty] | ER401 | TD065 | 17
70 | 82.0714 | TD066 | LX453 | LX BALCONY BAR | AUDITORIUM | G16 | ON BAR | 2 | ER401 | TD066 | 18
71 | 83.25 | TD067 | [6 empty] | ER401 | TD067 | 19
72 | 84.4286 | TD068 | LX454 | LX BALCONY BAR | AUDITORIUM | G16 | ON BAR | 2 | ER401 | TD068 | 20
73 | 85.6071 | TD069 | [6 empty] | ER401 | TD069 | 21
74 | 86.7857 | TD070 | LX651 | LX BALCONY BAR | LEVEL 2 BALCONY |  | ON BAR | 2 | ER401 | TD070 | 22
75 | 87.9643 | TD071 | [6 empty] | ER401 | TD071 | 23
76 | 89.1429 | TD072 | LX652 | LX BALCONY BAR | LEVEL 2 BALCONY |  | ON BAR | 2 | ER401 | TD072 | 24
77 | 90.3214 | TD073 | [6 empty] | ER401 | TD073 | 1
78 | 91.5 | TD074 | LX653 | LX BALCONY BAR | LEVEL 2 BALCONY |  | ON BAR | 2 | ER401 | TD074 | 2
79 | 92.6786 | TD075 | [6 empty] | ER401 | TD075 | 3
80 | 93.8571 | TD076 | LX654 | LX BALCONY BAR | LEVEL 2 BALCONY |  | ON BAR | 2 | ER401 | TD076 | 4
81 | 95.0357 | TD077 | [6 empty] | ER401 | TD077 | 5
82 | 96.2143 | TD078 | LX655 | LX BALCONY BAR | LEVEL 2 BALCONY |  | ON BAR | 2 | ER401 | TD078 | 6
83 | 97.3929 | TD079 | [6 empty] | ER401 | TD079 | 7
84 | 98.5714 | TD080 | LX656 | LX BALCONY BAR | LEVEL 2 BALCONY |  | ON BAR | 2 | ER401 | TD080 | 8
85 | 99.75 | TD081 | [6 empty] | ER401 | TD081 | 9
86 | 100.9286 | TD082 | LX801 | LX BAR | STAGE | G15 | CEILING | 3 | ER401 | TD082 | 10
87 | 102.1071 | TD083 | [6 empty] | ER401 | TD083 | 11
88 | 103.2857 | TD084 | [6 empty] | ER401 | TD084 | 12
89 | 104.4643 | TD085 | LX802 | LX BAR | STAGE | G15 | CEILING | 3 | ER401 | TD085 | 13
90 | 105.6429 | TD086 | [6 empty] | ER401 | TD086 | 14
91 | 106.8214 | TD087 | [6 empty] | ER401 | TD087 | 15
92 | 108 | TD088 | LX803 | LX BAR | STAGE | G15 | CEILING | 3 | ER401 | TD088 | 16
93 | 109.1786 | TD089 | [6 empty] | ER401 | TD089 | 17
94 | 110.3571 | TD090 | [6 empty] | ER401 | TD090 | 18
95 | 111.5357 | TD091 | LX804 | LX BAR | STAGE | G15 | CEILING | 3 | ER401 | TD091 | 19
96 | 112.7143 | TD092 | [6 empty] | ER401 | TD092 | 20
97 | 113.8929 | TD093 | [6 empty] | ER401 | TD093 | 21
98 | 115.0714 | TD094 | LX851 | LX BAR (ORCH) | AUDITORIUM | G16 | CEILING | 3 | ER401 | TD094 | 22
99 | 116.25 | TD095 | [6 empty] | ER401 | TD095 | 23
100 | 117.4286 | TD096 | [6 empty] | ER401 | TD096 | 24
101 | 118.6071 | TD097 | LX861 | LX BAR | CABLE NET |  | ON CABLENET PICKUPS | 3 | ER401 | TD097 | 1
102 | 119.7857 | TD098 | [6 empty] | ER401 | TD098 | 2
103 | 120.9643 | TD099 | [6 empty] | ER401 | TD099 | 3
104 | 122.1429 | TD100 | LX862 | LX BAR | CABLE NET |  | ON CABLENET PICKUPS | 3 | ER401 | TD100 | 4
105 | 123.3214 | TD101 | [6 empty] | ER401 | TD101 | 5
106 | 124.5 | TD102 | [6 empty] | ER401 | TD102 | 6
107 | 125.6786 | TD103 | LX863 | LX BAR | CABLE NET |  | ON CABLENET PICKUPS | 3 | ER401 | TD103 | 7
108 | 126.8571 | TD104 | [6 empty] | ER401 | TD104 | 8
109 | 128.0357 | TD105 | [6 empty] | ER401 | TD105 | 9
110 | 129.2143 | TD106 | SX451 | SPEAKER | LEVEL 1 BALCONY |  | ON BAR | 1 | ER401 | TD106 | 10
111 | 130.3929 | TD107 | SX452 | SPEAKER | LEVEL 1 BALCONY |  | ON BAR | 1 | ER401 | TD107 | 11
112 | 131.5714 | TD108 | SX851A | SPEAKER (ARRAY) | AUDITORIUM | G16 | CEILING | 1 | ER401 | TD108 | 12
113 | 132.75 | TD109 | SX851B | SPEAKER (SUBS) | AUDITORIUM | G16 | CEILING | 1 | ER401 | TD109 | 13
114 | 133.9286 | TD110 | SX852 | SPEAKER | AUDITORIUM | G16 | CEILING | 1 | ER401 | TD110 | 14
115 | 135.1071 | TD111 | SX853 | SPEAKER | AUDITORIUM | G16 | CEILING | 1 | ER401 | TD111 | 15
116 | 136.2857 | TD112 | SX854 | SPEAKER | AUDITORIUM | G16 | CEILING | 1 | ER401 | TD112 | 16
117 | 137.4643 | TD113 | SX855A | SPEAKER (ARRAY) | AUDITORIUM | G16 | CEILING | 1 | ER401 | TD113 | 17
118 | 138.6429 | TD114 | SX855B | SPEAKER (SUBS) | AUDITORIUM | G16 | CEILING | 1 | ER401 | TD114 | 18
119 | 139.8214 | TD115 | TP001 | TECH PANEL | SUB STAGE | B01 | 300 | 1 | ER401 | TD115 | 19
120 | 141 | TD116 | TP002 | TECH PANEL | SUB STAGE | B01 | 300 | 1 | ER401 | TD116 | 20
121 | 142.1786 | TD117 | TP003 | TECH PANEL | SUB STAGE | B01 | 300 | 1 | ER401 | TD117 | 21
122 | 143.3571 | TD118 | TP201 | TECH PANEL (SM Panel) | STAGE | G15 | 300 | 2 | ER401 | TD118 | 22
123 | 144.5357 | TD119 | [6 empty] | ER401 | TD119 | 23
124 | 145.7143 | TD120 | TP201A | TECH PANEL (SM Panel) | PERF LOCK | G23 | 300 | 2 | ER401 | TD120 | 24
125 | 146.8929 | TD121 | [6 empty] | ER401 | TD121 | 1
126 | 148.0714 | TD122 | TP202 | TECH PANEL (SM Panel) | STAGE | G15 | 300 | 2 | ER401 | TD122 | 2
127 | 149.25 | TD123 | [6 empty] | ER401 | TD123 | 3
128 | 150.4286 | TD124 | TP203 | TECH PANEL | STAGE | G15 | 300 | 2 | ER401 | TD124 | 4
129 | 151.6071 | TD125 | [6 empty] | ER401 | TD125 | 5
130 | 152.7857 | TD126 | TP204 | TECH PANEL | STAGE | G15 | 300 | 2 | ER401 | TD126 | 6
131 | 153.9643 | TD127 | [6 empty] | ER401 | TD127 | 7
132 | 155.1429 | TD128 | TP205 | TECH PANEL (Power Lock) | STAGE | G15 | 300 | 1 | ER401 | TD128 | 8
133 | 156.3214 | TD129 | TP251 | TECH PANEL | FORESTAGE | B02 | 300 | 2 | ER401 | TD129 | 9
134 | 157.5 | TD130 | [6 empty] | ER401 | TD130 | 10
135 | 158.6786 | TD131 | TP252 | TECH PANEL | FORESTAGE | B02 | 300 | 2 | ER401 | TD131 | 11
136 | 159.8571 | TD132 | [6 empty] | ER401 | TD132 | 12
137 | 161.0357 | TD133 | TP601 | TECH PANEL | TECH (GALLERY) | 218 | 300 | 2 | ER401 | TD133 | 13
138 | 162.2143 | TD134 | [6 empty] | ER401 | TD134 | 14
139 | 163.3929 | TD135 | TP602 | TECH PANEL | TECH (GALLERY) | 219 | 300 | 2 | ER401 | TD135 | 15
140 | 164.5714 | TD136 | [6 empty] | ER401 | TD136 | 16
141 | 165.75 | TD137 | TP603 | TECH PANEL | TECH (GALLERY) | 218 | 300 | 2 | ER401 | TD137 | 17
142 | 166.9286 | TD138 | [6 empty] | ER401 | TD138 | 18
143 | 168.1071 | TD139 | TP604 | TECH PANEL | TECH (GALLERY) | 219 | 300 | 2 | ER401 | TD139 | 19
144 | 169.2857 | TD140 | [6 empty] | ER401 | TD140 | 20
145 | 170.4643 | TD141 | TP801 | TECH PANEL | FLY GALLERY |  | 300 | 2 | ER401 | TD141 | 21
146 | 171.6429 | TD142 | [6 empty] | ER401 | TD142 | 22
147 | 172.8214 | TD143 | TP802 | TECH PANEL | FLY GALLERY |  | 300 | 2 | ER401 | TD143 | 23
148 | 174 | TD144 | [6 empty] | ER401 | TD144 | 24
149 | 175.1786 | TD145 | TP803 | TECH PANEL | FLY GALLERY |  | 300 | 2 | ER401 | TD145 | 1
150 | 176.3571 | TD146 | [6 empty] | ER401 | TD146 | 2
151 | 177.5357 | TD147 | TP804 | TECH PANEL | FLY GALLERY |  | 300 | 2 | ER401 | TD147 | 3
152 | 178.7143 | TD148 | [6 empty] | ER401 | TD148 | 4
153 | 179.8929 | TD149 | TP851 | TECH PANEL | CABLE NET |  | 300 | 4 | ER401 | TD149 | 5
154 | 181.0714 | TD150 | [6 empty] | ER401 | TD150 | 6
155 | 182.25 | TD151 | [6 empty] | ER401 | TD151 | 7
156 | 183.4286 | TD152 | [6 empty] | ER401 | TD152 | 8
157 | 184.6071 | TD153 | TP852 | TECH PANEL | CABLE NET |  | 300 | 4 | ER401 | TD153 | 9
158 | 185.7857 | TD154 | [6 empty] | ER401 | TD154 | 10
159 | 186.9643 | TD155 | [6 empty] | ER401 | TD155 | 11
160 | 188.1429 | TD156 | [6 empty] | ER401 | TD156 | 12
161 |  | TD157 | TP853 | TECH PANEL | CABLE NET |  | 300 | 4 | ER401 | TD157 | 13
162 | 96 | TD158 | [6 empty] | ER401 | TD158 | 14
163 |  | TD159 | [6 empty] | ER401 | TD159 | 15
164 | 97 | TD160 | [6 empty] | ER401 | TD160 | 16
165 |  | TD161 | TP854 | TECH PANEL | CABLE NET |  | 300 | 4 | ER401 | TD161 | 17
166 | 98 | TD162 | [6 empty] | ER401 | TD162 | 18
167 |  | TD163 | [6 empty] | ER401 | TD163 | 19
168 | 99 | TD164 | [6 empty] | ER401 | TD164 | 20
169 |  | TD165 | BS217 | TECH PANEL | WORKSHOP | G35 | 1200 | 6 | ER401 | TD165 | 21
170 | 100 | TD166 | [6 empty] | ER401 | TD166 | 22
171 |  | TD167 | [6 empty] | ER401 | TD167 | 23
172 | 101 | TD168 | [6 empty] | ER401 | TD168 | 24
173 |  | TD169 | [6 empty] | ER401 | TD169 | 1
174 | 102 | TD170 | [6 empty] | ER401 | TD170 | 2
175 |  | TD171 | BS218 | TECH PANEL | SCENE DOCK | G24 | 500 | 4 | ER401 | TD171 | 3
176 | 322 | TD172 | [6 empty] | ER401 | TD172 | 4
177 | 323 | TD173 | [6 empty] | ER401 | TD173 | 5
178 | 103 | TD174 | [6 empty] | ER401 | TD174 | 6
179 | 323 | TD175 | ER211 | EQUIP RACK | CLOAK ROOM | G07 | 0 | 5 | ER401 | TD175 | 7
180 | 192 | TD176 | [6 empty] | ER401 | TD176 | 8
181 |  | TD177 | [6 empty] | ER401 | TD177 | 9
182 | 322 | TD178 | [6 empty] | ER401 | TD178 | 10
183 | 323 | TD179 | [6 empty] | ER401 | TD179 | 11
184 |  | TD180 | ER211 | EQUIP RACK | CLOAK ROOM | G07 | 0 | 5 | ER401 | TD180 | 12
185 | 322 | TD181 | [6 empty] | ER401 | TD181 | 13
186 | 193 | TD182 | [6 empty] | ER401 | TD182 | 14
187 |  | TD183 | [6 empty] | ER401 | TD183 | 15
188 | 322 | TD184 | [6 empty] | ER401 | TD184 | 16
189 | 323 | TD185 | FY201 | TECH PANEL | FUNCTION/FOYER | G01 | 0 | 2 | ER401 | TD185 | 17
190 | 198 | TD186 | [6 empty] | ER401 | TD186 | 18
191 | 199 | TD187 | FY202 | TECH PANEL | FUNCTION/FOYER | G01 | 300 | 2 | ER401 | TD187 | 19
192 |  | TD188 | [6 empty] | ER401 | TD188 | 20
193 | 322 | TD189 | FY211 | TECH PANEL | FUNCTION/FOYER | G01 | 0 | 2 | ER401 | TD189 | 21
194 | 323 | TD190 | [6 empty] | ER401 | TD190 | 22
195 | 200 | TD191 | FY226 | SCREEN | FUNCTION/FOYER | G01 | 2200 | 1 | ER401 | TD191 | 23
196 | 322 | TD192 | FY401 | TECH PANEL | FOYER | 113 | 0 | 2 | ER401 | TD192 | 24
|  | TD193 | [6 empty] | ER401 | TD193 | 1
|  | TD194 | FY421 | SCREEN | FOYER | 113 | 2200 | 1 | ER401 | TD194 | 2
|  | 194 | FY422 | SCREEN | FOYER | 113 | 2200 | 1 | ER401 | TD195 | 3
|  | TD196 | FY621 | SCREEN | FOYER | 207 | 2200 | 1 | ER401 | TD196 | 4
|  | TD197 | FY622 | SCREEN | FOYER | 207 | 2200 | 1 | ER401 | TD197 | 5
|  | TD198 | CR251 |  |  |  |  | 4 | ER401 | TD198 | 6
|  | TD199 | [6 empty] | ER401 | TD199 | 7
|  | TD200 | [6 empty] | ER401 | TD200 | 8
|  | TD201 | [6 empty] | ER401 | TD201 | 9
|  | TD202 | [6 empty] | ER401 | TD202 | 10
|  | TD203 | [6 empty] | ER401 | TD203 | 11
|  | TD204 | [6 empty] | ER401 | TD204 | 12
|  | TD205 | [6 empty] | ER401 | TD205 | 13
|  | TD206 | [6 empty] | ER401 | TD206 | 14
|  | TD207 | [6 empty] | ER401 | TD207 | 15
|  | TD208 | [6 empty] | ER401 | TD208 | 16
|  | TD209 | CN611 |  |  |  |  | 4 | ER601 | TD209 | 17
|  | TD210 | [6 empty] | ER601 | TD210 | 18
|  | TD211 | [6 empty] | ER601 | TD211 | 19
|  | TD212 | [6 empty] | ER601 | TD212 | 20
|  | TD213 | CN612 |  |  |  |  | 4 | ER601 | TD213 | 21
|  | TD214 | [6 empty] | ER601 | TD214 | 22
|  | TD215 | [6 empty] | ER601 | TD215 | 23
|  | TD216 | [6 empty] | ER601 | TD216 | 24
197 | 323 | TD217 | ER601 | EQPT RACK | FURNITURE STORE | 209 | 0 | 5 | ER211 | TD217 | 1
198 |  | TD218 | [6 empty] | ER211 | TD218 | 2
199 | 201 | TD219 | [6 empty] | ER211 | TD219 | 3
200 | 202 | TD220 | [6 empty] | ER211 | TD220 | 4
201 | 322 | TD221 | [6 empty] | ER211 | TD221 | 5
202 | 323 | TD222 | ER601 | EQPT RACK | FURNITURE STORE | 209 | 0 | 5 | ER211 | TD222 | 6
|  | TD223 | [6 empty] | ER211 | TD223 | 7
|  | TD224 | [6 empty] | ER211 | TD224 | 8
|  | TD225 | [6 empty] | ER211 | TD225 | 9
|  | TD226 | [6 empty] | ER211 | TD226 | 10
|  | TD227 | [6 empty] | ER211 | TD227 | 11
|  | TD228 | FY402 |  |  |  |  | 2 | ER211 | TD228 | 12
|  | TD229 | [6 empty] | ER211 | TD229 | 13
|  | TD230 | [6 empty] | ER211 | TD230 | 14
|  | TD231 | [6 empty] | ER211 | TD231 | 15
|  | TD232 | [6 empty] | ER211 | TD232 | 16
|  | TD233 | [6 empty] | ER211 | TD233 | 17
|  | TD234 | [6 empty] | ER211 | TD234 | 18
|  | TD235 | [6 empty] | ER211 | TD235 | 19
|  | TD236 | [6 empty] | ER211 | TD236 | 20
|  | TD237 | [6 empty] | ER211 | TD237 | 21
|  | TD238 | [6 empty] | ER211 | TD238 | 22
|  | TD239 | CN601 | AV CONTROL | CONFERENCE 1 |  |  |  | ER211 | TD239 | 23
|  | TD240 | CN651 | AV CONTROL | CONFERENCE 2 |  |  |  | ER211 | TD240 | 24
203 |  | TD241 | CR493 | AV CONTROL | CONTROL ROOM |  | 500 | 4 | ER491 | TD241 | 1
204 | 322 | TD242 | [6 empty] | ER491 | TD242 | 2
205 | 323 | TD243 | [6 empty] | ER491 | TD243 | 3
206 | 104 | TD244 | [6 empty] | ER491 | TD244 | 4
207 |  | TD245 | CR251 | CONTROL FLOORBOX | AUDITORIUM | G16 | 0 | 4 | ER491 | TD245 | 5
208 | 322 | TD246 | [6 empty] | ER491 | TD246 | 6
209 | 323 | TD247 | [6 empty] | ER491 | TD247 | 7
210 | 105 | TD248 | [6 empty] | ER491 | TD248 | 8
211 |  | TD249 | CR451 | AUDITORIUM CONTROL | AUDITORIUM | G16 | IN RISER | 4 | ER491 | TD249 | 9
212 | 322 | TD250 | [6 empty] | ER491 | TD250 | 10
|  | TD251 | [6 empty] | ER491 | TD251 | 11
|  | TD252 | [6 empty] | ER491 | TD252 | 12
|  | TD253 | CR491 | LIGHTING CONTROL | CONTROL ROOM |  | 500 | 4 | ER491 | TD253 | 13
|  | TD254 | [6 empty] | ER491 | TD254 | 14
|  | TD255 | [6 empty] | ER491 | TD255 | 15
|  | TD256 | [6 empty] | ER491 | TD256 | 16
|  | TD257 | CR492 | AUDIO CONTROL | CONTROL ROOM |  | 500 | 4 | ER491 | TD257 | 17
|  | TD258 | [6 empty] | ER491 | TD258 | 18
|  | TD259 | [6 empty] | ER491 | TD259 | 19
|  | TD260 | [6 empty] | ER491 | TD260 | 20
|  | TD261 | [7 empty] | TD261 | 21
|  | TD262 | [7 empty] | TD262 | 22
|  | TD263 | [7 empty] | TD263 | 23
|  | TD264 | [7 empty] | TD264 | 24
|  | TD265 | CN661 | TECH PANEL | CONFERENCE 2 | 205 | 0 | 4 | ER601 | TD265 | 1
|  | TD266 | [6 empty] | ER601 | TD266 | 2
227 | 213 | TD267 | [6 empty] | ER601 | TD267 | 3
228 | 214 | TD268 | [6 empty] | ER601 | TD268 | 4
229 | 215 | TD269 | CN662 | TECH PANEL | CONFERENCE 2 | 205 | 0 | 4 | ER601 | TD269 | 5
230 | 216 | TD270 | [6 empty] | ER601 | TD270 | 6
231 | 217 | TD271 | [6 empty] | ER601 | TD271 | 7
232 | 221 | TD272 | [6 empty] | ER601 | TD272 | 8
|  | TD273 | CN701 | LIGHTING | CONFERENCE 1 | 206 | PIPE GRID | 1 | ER601 | TD273 | 9
|  | TD274 | CN702 | LIGHTING | CONFERENCE 1 | 206 | PIPE GRID | 1 | ER601 | TD274 | 10
|  | TD275 | CN703 | LIGHTING | CONFERENCE 1 | 206 | PIPE GRID | 1 | ER601 | TD275 | 11
|  | TD276 | CN704 | LIGHTING | CONFERENCE 1 | 206 | PIPE GRID | 1 | ER601 | TD276 | 12
|  | TD277 | CN705 | LIGHTING | CONFERENCE 1 | 206 | PIPE GRID | 1 | ER601 | TD277 | 13
|  | TD278 | CN706 | LIGHTING | CONFERENCE 1 | 206 | PIPE GRID | 1 | ER601 | TD278 | 14
|  | TD279 | CN707 | LIGHTING | CONFERENCE 1 | 206 | PIPE GRID | 1 | ER601 | TD279 | 15
|  | TD280 | CN708 | LIGHTING | CONFERENCE 1 | 206 | PIPE GRID | 1 | ER601 | TD280 | 16
|  | TD281 | CN711 | SPEAKER POINT | CONFERENCE 1 | 206 | PIPE GRID | 1 | ER601 | TD281 | 17
|  | TD282 | CN712 | SPEAKER POINT | CONFERENCE 1 | 206 | PIPE GRID | 1 | ER601 | TD282 | 18
|  | TD283 | CN713 | SPEAKER POINT | CONFERENCE 1 | 206 | PIPE GRID | 1 | ER601 | TD283 | 19
243 | 232 | TD284 | CN714 | SPEAKER POINT | CONFERENCE 1 | 206 | PIPE GRID | 1 | ER601 | TD284 | 20
244 | 233 | TD285 | CN721A | PROJECTOR | CONFERENCE 1 | 206 | PIPE GRID | 1 | ER601 | TD285 | 21
245 | 234 | TD286 | CN721B | PROJECTOR | CONFERENCE 1 | 206 | PIPE GRID | 1 | ER601 | TD286 | 22
246 | 239 | TD287 | CN751 | LIGHTING | CONFERENCE 2 | 205 | PIPE GRID | 1 | ER601 | TD287 | 23
247 | 322 | TD288 | CN752 | LIGHTING | CONFERENCE 2 | 205 | PIPE GRID | 1 | ER601 | TD288 | 24
248 | 323 | TD289 | CN753 | LIGHTING | CONFERENCE 2 | 205 | PIPE GRID | 1 | ER601 | TD289 | 1
249 |  | TD290 | CN754 | LIGHTING | CONFERENCE 2 | 205 | PIPE GRID | 1 | ER601 | TD290 | 2
250 |  | TD291 | CN755 | LIGHTING | CONFERENCE 2 | 205 | PIPE GRID | 1 | ER601 | TD291 | 3
251 | 240 | TD292 | CN756 | LIGHTING | CONFERENCE 2 | 205 | PIPE GRID | 1 | ER601 | TD292 | 4
252 | 322 | TD293 | CN757 | LIGHTING | CONFERENCE 2 | 205 | PIPE GRID | 1 | ER601 | TD293 | 5
253 | 323 | TD294 | CN758 | LIGHTING | CONFERENCE 2 | 205 | PIPE GRID | 1 | ER601 | TD294 | 6
254 |  | TD295 | CN761 | SPEAKER POINT | CONFERENCE 2 | 205 | PIPE GRID | 1 | ER601 | TD295 | 7
255 |  | TD296 | CN762 | SPEAKER POINT | CONFERENCE 2 | 205 | PIPE GRID | 1 | ER601 | TD296 | 8
256 | 242 | TD297 | CN763 | SPEAKER POINT | CONFERENCE 2 | 205 | PIPE GRID | 1 | ER601 | TD297 | 9
257 | 243 | TD298 | CN764 | SPEAKER POINT | CONFERENCE 2 | 205 | PIPE GRID | 1 | ER601 | TD298 | 10
258 | 244 | TD299 | CN771A | PROJECTOR | CONFERENCE 2 | 205 | PIPE GRID | 1 | ER601 | TD299 | 11
259 | 245 | TD300 | CN771B | PROJECTOR | CONFERENCE 2 | 205 | PIPE GRID | 1 | ER601 | TD300 | 12
260 | 247 | TD301 | BR701 | LIGHTING | BREAK OUT | 204 | CEILING | 1 | ER601 | TD301 | 13
261 | 248 | TD302 | BR702 | LIGHTING | BREAK OUT | 204 | CEILING | 1 | ER601 | TD302 | 14
262 | 322 | TD303 | BR703 | LIGHTING | BREAK OUT | 204 | CEILING | 1 | ER601 | TD303 | 15
263 | 323 | TD304 | BR704 | LIGHTING | BREAK OUT | 204 | CEILING | 1 | ER601 | TD304 | 16
264 |  | TD305 | RH601 | AV CONTROL | BREAK OUT | 203 | 1100 | 1 | ER601 | TD305 | 17
265 | 249 | TD306 | RH611 | TECH PANEL | BREAK OUT | 203 | 300 | 4 | ER601 | TD306 | 18
266 | 322 | TD307 | RH611 | TECH PANEL | BREAK OUT | 203 | 300 |  | ER601 | TD307 | 19
267 | 323 | TD308 | RH611 | TECH PANEL | BREAK OUT | 203 | 300 |  | ER601 | TD308 | 20
268 |  | TD309 | RH611 | TECH PANEL | BREAK OUT | 203 | 300 |  | ER601 | TD309 | 21
269 | 250 | TD310 | RH612 | TECH PANEL | BREAK OUT | 203 | 300 | 4 | ER601 | TD310 | 22
270 | 322 | TD311 | [6 empty] | ER601 | TD311 | 23
271 | 323 | TD312 | [6 empty] | ER601 | TD312 | 24
272 |  | TD313 | [6 empty] | ER601 | TD313 | 1
273 | 251 | TD314 | RH613 | TECH PANEL | REHEARSAL | 203 | 0 | 4 | ER601 | TD314 | 2
274 | 252 | TD315 | [6 empty] | ER601 | TD315 | 3
275 | 253 | TD316 | [6 empty] | ER601 | TD316 | 4
276 | 254 | TD317 | RH613 | TECH PANEL | REHEARSAL | 203 | 0 |  | ER601 | TD317 | 5
277 | 255 | TD318 | RH701 | LIGHITNG | REHEARSAL | 203 | PIPE GRID | 1 | ER601 | TD318 | 6
278 | 256 | TD319 | RH702 | LIGHITNG | REHEARSAL | 203 | PIPE GRID | 1 | ER601 | TD319 | 7
279 | 257 | TD320 | RH703 | LIGHITNG | REHEARSAL | 203 | PIPE GRID | 1 | ER601 | TD320 | 8
280 | 258 | TD321 | RH704 | LIGHITNG | REHEARSAL | 203 | PIPE GRID | 1 | ER601 | TD321 | 9
281 | 259 | TD322 | RH705 | LIGHITNG | REHEARSAL | 203 | PIPE GRID | 1 | ER601 | TD322 | 10
282 | 260 | TD323 | RH706 | LIGHITNG | REHEARSAL | 203 | PIPE GRID | 1 | ER601 | TD323 | 11
283 | 261 | TD324 | RH707 | LIGHITNG | REHEARSAL | 203 | PIPE GRID | 1 | ER601 | TD324 | 12
284 | 262 | TD325 | RH708 | LIGHITNG | REHEARSAL | 203 | PIPE GRID | 1 | ER601 | TD325 | 13
285 | 263 | TD326 | RH711 | SPEAKER POINT | REHEARSAL | 203 | PIPE GRID | 1 | ER601 | TD326 | 14
286 | 264 | TD327 | RH712 | SPEAKER POINT | REHEARSAL | 203 | PIPE GRID | 1 | ER601 | TD327 | 15
287 | 269 | TD328 | RH713 | SPEAKER POINT | REHEARSAL | 203 | PIPE GRID | 1 | ER601 | TD328 | 16
288 | 322 | TD329 | RH714 | SPEAKER POINT | REHEARSAL | 203 | PIPE GRID | 1 | ER601 | TD329 | 17
289 | 322 | TD330 | RH731A | PROJECTOR | REHEARSAL | 203 | PIPE GRID | 1 | ER601 | TD330 | 18
290 | 323 | TD331 | RH731B | PROJECTOR | REHEARSAL | 203 | PIPE GRID | 1 | ER601 | TD331 | 19
291 |  | TD332 | FY601 | TECH PANEL | FOYER | 207 | 300 | 2 | ER601 | TD332 | 20
292 | 270 | TD333 | [6 empty] | ER601 | TD333 | 21
293 | 322 | TD334 | FY602 | TECH PANEL | FOYER | 207 | 300 | 2 | ER601 | TD334 | 22
294 | 322 | TD335 | [6 empty] | ER601 | TD335 | 23
295 | 323 | TD336 | FY623 | SCREEN | FOYER | 207 | 2200 | 1 | ER601 | TD336 | 24
296 |  | TD337 | FY624 | SCREEN | FOYER | 207 | 2200 | 1 | ER601 | TD337 | 1
297 | 271 | TD338 | FY731 | EVENT PANEL | FOYER | 207 | CEILING | 4 | ER601 | TD338 | 2
298 |  | TD339 | [6 empty] | ER601 | TD339 | 3
299 | 272 | TD340 | [6 empty] | ER601 | TD340 | 4
300 |  | TD341 | [6 empty] | ER601 | TD341 | 5
301 | 273 | TD342 | FY732 | EVENT PANEL | FOYER | 207 | CEILING | 4 | ER601 | TD342 | 6
302 |  | TD343 | [6 empty] | ER601 | TD343 | 7
303 | 275 | TD344 | [6 empty] | ER601 | TD344 | 8
304 |  | TD345 | [6 empty] | ER601 | TD345 | 9
305 | 276 | TD346 | FY733 | EVENT PANEL | FOYER | 207 | CEILING | 4 | ER601 | TD346 | 10
306 |  | TD347 | [6 empty] | ER601 | TD347 | 11
307 | 277 | TD348 | [6 empty] | ER601 | TD348 | 12
308 | 278 | TD349 | [6 empty] | ER601 | TD349 | 13
309 | 282 | TD350 | FY734 | EVENT PANEL | FOYER | 207 | CEILING | 4 | ER601 | TD350 | 14
310 | 322 | TD351 | [6 empty] | ER601 | TD351 | 15
311 | 323 | TD352 | [6 empty] | ER601 | TD352 | 16
312 | 310 | TD353 | [6 empty] | ER601 | TD353 | 17
313 | 322 | TD354 | [7 empty] | TD354 | 18
314 | 323 | TD355 | [7 empty] | TD355 | 19
315 | 311 | TD356 | [7 empty] | TD356 | 20
316 | 312 | TD357 | [7 empty] | TD357 | 21
317 | 313 | TD358 | FY211 | TECH PANEL | FUNCTION/FOYER | G01 | 0 | 2 | ER211 | TD358 | 22
318 | 314 | TD359 | " | [5 empty] | ER211 | TD359 | 23
319 | 315 | TD360 | FY213 | TECH PANEL | FUNCTION/FOYER | G01 | 0 | 2 | ER211 | TD360 | 24
320 | 322 | TD361 | " | [5 empty] | ER211 | TD361 | 1
321 | 323 | TD362 | FY226 | SCREEN | FUNCTION/FOYER |  |  | 1 | ER211 | TD362 | 2
322 | 323 | TD363 | FY214 | TECH PANEL | FUNCTION/FOYER | G01 | 0 | 2 | ER211 | TD363 | 3
323 | 316 | TD364 | [6 empty] | ER211 | TD364 | 4
324 | 322 | TD365 | FY221 | SCREEN | FUNCTION/FOYER | G01 | 2200 | 1 | ER211 | TD365 | 5
325 | 323 | TD366 | FY222 | SCREEN | FUNCTION/FOYER | G01 | 2200 | 1 | ER211 | TD366 | 6
326 | 323 | TD367 | FY227 | SCREEN | FUNCTION/FOYER | G01 | 2200 | 1 | ER211 | TD367 | 7
|  | TD368 | FY228 | SCREEN | FUNCTION/FOYER | G01 | 2200 | 1 | ER211 | TD368 | 8
|  | TD369 | FY229 | SCREEN | FUNCTION/FOYER | G01 | 2200 | 1 | ER211 | TD369 | 9
327 | 317 |  | FY231 | HOUSE MANAGERS PANEL | FUNCTION/FOYER | G01 | 1100 | 1 | ER211 | TD370 | 10
328 |  | TD371 | FY301 | TECH PANEL | FUNCTION/FOYER | G01 | CEILING | 4 | ER211 | TD371 | 11
329 | 318 | TD372 | [6 empty] | ER211 | TD372 | 12
330 | 322 | TD373 | [6 empty] | ER211 | TD373 | 13
331 | 323 | TD374 | [6 empty] | ER211 | TD374 | 14
332 | 283 | TD375 | FY302 | TECH PANEL | FUNCTION/FOYER | G01 | CEILING | 4 | ER211 | TD375 | 15
333 | 284 | TD376 | [6 empty] | ER211 | TD376 | 16
334 | 285 | TD377 | [6 empty] | ER211 | TD377 | 17
335 | 286 | TD378 | [6 empty] | ER211 | TD378 | 18
336 | 288 | TD379 | FY303 | TECH PANEL | FUNCTION/FOYER | G01 | CEILING | 4 | ER211 | TD379 | 19
337 | 322 | TD380 | [6 empty] | ER211 | TD380 | 20
338 | 322 | TD381 | [6 empty] | ER211 | TD381 | 21
339 | 323 | TD382 | [6 empty] | ER211 | TD382 | 22
340 | 289 | TD383 | FY304 | TECH PANEL | FUNCTION/FOYER | G01 | CEILING | 4 | ER211 | TD383 | 23
341 | 322 | TD384 | [6 empty] | ER211 | TD384 | 24
342 | 322 | TD385 | [6 empty] | ER211 | TD385 | 1
343 | 323 | TD386 | [6 empty] | ER211 | TD386 | 2
344 | 290 | TD387 | FY305 | TECH PANEL | FUNCTION/FOYER | G01 | CEILING | 4 | ER211 | TD387 | 3
345 | 322 | TD388 | [6 empty] | ER211 | TD388 | 4
346 | 322 | TD389 | [6 empty] | ER211 | TD389 | 5
347 | 323 | TD390 | [6 empty] | ER211 | TD390 | 6
348 | 291 | TD391 | FY306 | TECH PANEL | FUNCTION/FOYER | G01 | CEILING | 4 | ER211 | TD391 | 7
349 | 322 | TD392 | [6 empty] | ER211 | TD392 | 8
350 | 322 | TD393 | [6 empty] | ER211 | TD393 | 9
351 | 323 | TD394 | [6 empty] | ER211 | TD394 | 10
352 | 292 | TD395 | FY307 | TECH PANEL | FUNCTION/FOYER | G01 | CEILING | 4 | ER211 | TD395 | 11
353 | 322 | TD396 | [6 empty] | ER211 | TD396 | 12
354 | 322 | TD397 | [6 empty] | ER211 | TD397 | 13
355 | 323 | TD398 | [6 empty] | ER211 | TD398 | 14
356 | 293 | TD399 | FY308 | TECH PANEL | FUNCTION/FOYER | G01 | CEILING | 4 | ER211 | TD399 | 15
357 | 322 | TD400 | [6 empty] | ER211 | TD400 | 16
358 | 322 | TD401 | [6 empty] | ER211 | TD401 | 17
359 | 323 | TD402 | [6 empty] | ER211 | TD402 | 18
360 | 294 | TD403 | FY309 | TECH PANEL | FUNCTION/FOYER | G01 | CEILING | 4 | ER211 | TD403 | 19
361 | 322 | TD404 | [6 empty] | ER211 | TD404 | 20
362 | 322 | TD405 | [6 empty] | ER211 | TD405 | 21
363 | 323 | TD406 | [6 empty] | ER211 | TD406 | 22
364 | 295 | TD407 | FY310 | TECH PANEL | FUNCTION/FOYER | G01 | CEILING | 4 | ER211 | TD407 | 23
365 | 322 | TD408 | [6 empty] | ER211 | TD408 | 24
366 | 322 | TD409 | [6 empty] | ER211 | TD409 | 1
367 | 323 | TD410 | [6 empty] | ER211 | TD410 | 2
368 | 296 | TD411 | FY311 | TECH PANEL | FUNCTION/FOYER | G01 | CEILING | 4 | ER211 | TD411 | 3
369 | 322 | TD412 | [6 empty] | ER211 | TD412 | 4
370 | 322 | TD413 | [6 empty] | ER211 | TD413 | 5
371 | 323 | TD414 | [6 empty] | ER211 | TD414 | 6
372 | 297 | TD415 | FY312 | TECH PANEL | FUNCTION/FOYER | G01 | CEILING | 4 | ER211 | TD415 | 7
373 | 322 | TD416 | [6 empty] | ER211 | TD416 | 8
374 | 322 | TD417 | [6 empty] | ER211 | TD417 | 9
375 | 323 | TD418 | [6 empty] | ER211 | TD418 | 10
376 | 298 | TD419 | FY313 | TECH PANEL | FUNCTION/FOYER | G01 | CEILING | 4 | ER211 | TD419 | 11
377 | 322 | TD420 | [6 empty] | ER211 | TD420 | 12
378 | 322 | TD421 | [6 empty] | ER211 | TD421 | 13
379 | 323 | TD422 | [6 empty] | ER211 | TD422 | 14
380 | 299 | TD423 | FY314 | TECH PANEL | FUNCTION/FOYER | G01 | CEILING | 4 | ER211 | TD423 | 15
381 | 322 | TD424 | [6 empty] | ER211 | TD424 | 16
382 | 322 | TD425 | [6 empty] | ER211 | TD425 | 17
383 | 323 | TD426 | [6 empty] | ER211 | TD426 | 18
384 | 300 | TD427 | FY402 | TECH PANEL | FOYER | 113 | 300 | 2 | ER211 | TD427 | 19
385 | 322 | TD428 | [6 empty] | ER211 | TD428 | 20
386 | 322 | TD429 | FY403 | TECH PANEL | FOYER | 113 | 0 | 2 | ER211 | TD429 | 21
387 | 323 | TD430 | [6 empty] | ER211 | TD430 | 22
388 | 301 | TD431 | FY423 | SCREEN | FOYER | 113 | CEILING | 1 | ER211 | TD431 | 23
389 | 322 | TD432 | FY424 | SCREEN | FOYER | 113 | CEILING | 1 | ER211 | TD432 | 24
406 | 324

## Cable paths ER401
2 | TO RACK ER401 |  |  |  |  | SYSTEM | TD (TECHNICAL DATA) |  | MULTIMODE FIBER |  | DIGITAL MEDIA |  | AV CONTROL DATA |  | AUDIO DIGITAL / ANALOGUE (M) SEND, (F) RETURN |  |  | ETHERNET AUDIO (Dante) |  | PAGING STATION |  | PAGING SPEAKER | PERFORMANCE LOUDSPEAKER
3 | [5 empty] | CABLE TYPE | Cat 6A S/FTP R&M R305649 |  | 0M3 - 4pair LC |  | Cat 6A S/FTP R&M R305649 |  | Cat 6A S/FTP R&M R305649 |  | Belden 1801B/ 1802B/ 1803F /7880A |  |  | Cat 6A S/FTP R&M R305649 |  | Cat 6A U/FTP R&M R308247 |  | 18 AWG 0.75mm2 figure 8 | 11AWG 4mm2 figure 8 with overall sheath
4 | PANEL ID |  | DESCRIPTION | LOCATION | ROOM | AFFL (MM) | Quantity of outlets | To/from | Quantity of Outlets | To/from | Quantity of outlets | To/from | Quantity of outlets | To/from | (M) Send Quantity | (F) Return Quantity | To/from | Quantity of Outlets | To/from | Quantity of Outlets | To/from | Quantity of outlets | Quantity of outlets | To/from
5 | THEATRE
7 | TP | 1 | TECH PANEL | SUB STAGE | B01 | 300 | 1 | ER401 |  |  | 1 | ER401 |  |  | 1 | 1 | ER401 | [7 empty] | 12
8 | TP | 2 | TECH PANEL | SUB STAGE | B01 | 300 | 1 | ER401 |  |  | 1 | ER401 |  |  | 1 | 1 | ER401
9 | TP | 3 | TECH PANEL | SUB STAGE | B01 | 300 | 1 | ER401 |  |  | 1 | ER401 |  |  | 1 | 1 | ER401
86 | TP | 201A | TECH PANEL (SM Panel) | PERF LOCK | G23 | 300 | 2 | ER401 |  |  | 4 | ER401 | 2 | ER401 | 1 | 1 | ER401 | 1 | ER401 | 1 | ER401 |  |  |  | 300
12 | AV | 202 | AVCONTROL PANEL | STAGE | G15 | 1100 | 1 | ER401 |  |  |  |  | 1 | ER401
24 | CR | 251 | CONTROL FLOORBOX | AUDITORIUM | G16 | 0 | [6 empty] | 2 | ER401 | [9 empty] | ER401
10 | FB | 201 | FLOORBOXES | STAGE | G15 | 0 | 2 | ER401 |  |  | 2 | ER401 |  |  | 2 | 4 | ER401 | 2 | ER401 |  |  |  | 1
13 | FB | 202 | FLOORBOXES | STAGE | G15 | 0 | 2 | ER401 |  |  | 2 | ER401 |  |  | 2 | 4 | ER401 | 2 | ER401 |  |  |  | 1
15 | FB | 203 | FLOORBOXES | STAGE | G15 | 0 | 2 | ER401 |  |  | 2 | ER401 |  |  | 2 | 4 | ER401 | 2 | ER401 |  |  |  | 1
17 | FB | 204 | FLOORBOXES | STAGE | G15 | 0 | 2 | ER401 |  |  | 2 | ER401 |  |  | 2 | 4 | ER401 | 2 | ER401 |  |  |  | 1
19 | FB | 205 | FLOORBOXES | STAGE | G15 | 0 | 2 | ER401 |  |  | 2 | ER401 |  |  | 2 | 4 | ER401 | 2 | ER401 |  |  |  | 1 | ER401
21 | FB | 206 | FLOORBOXES | STAGE | G15 | 0 | 2 | ER401 |  |  | 2 | ER401 |  |  | 2 | 4 | ER401 | 2 | ER401 |  |  |  | 1 | ER401
22 | FB | 207 | FLOORBOXES | STAGE | G15 | 0 | 2 | ER401 |  |  | 2 | ER401 |  |  | 2 | 4 | ER401 | 2 | ER401 |  |  |  | 1 | ER401
23 | FB | 208 | FLOORBOXES | STAGE | G15 | 0 | 2 | ER401 |  |  | 2 | ER401 |  |  | 2 | 4 | ER401 | 2 | ER401 |  |  |  | 1 | ER401
25 | FB | 251 | FLOORBOXES | AUDITORIUM | G16 | 0 | 2 | ER401 |  |  | 2 | ER401 |  |  | 2 | 4 | ER401 | 2 | ER401 |  |  |  | 1 | ER401
28 | FB | 252 | FLOORBOXES | AUDITORIUM | G16 | 0 | 2 | ER401 |  |  | 2 | ER401 |  |  | 2 | 4 | ER401 | 2 | ER401 |  |  |  | 1 | ER401
30 | FB | 253 | FLOORBOXES | AUDITORIUM | G16 | 0 | 2 | ER401 |  |  | 2 | ER401 |  |  | 2 | 4 | ER401 | 2 | ER401 |  |  |  | 1 | ER401
32 | FB | 254 | FLOORBOXES | AUDITORIUM | G16 | 0 | 2 | ER401 |  |  | 2 | ER401 |  |  | 2 | 4 | ER401 | 2 | ER401 |  |  |  | 1 | ER401
33 | FB | 255 | FLOORBOXES | AUDITORIUM | G16 | 0 | 2 | ER401 |  |  | 2 | ER401 |  |  | 2 | 4 | ER401 | 2 | ER401 |  |  |  | 1 | ER401
35 | FB | 256 | FLOORBOXES | AUDITORIUM | G16 | 0 | 2 | ER401 |  |  | 2 | ER401 |  |  | 2 | 4 | ER401 | 2 | ER401 |  |  |  | 1 | ER401
36 | FB | 257 | FLOORBOXES | AUDITORIUM | G16 | 0 | 2 | ER401 |  |  | 2 | ER401 |  |  | 2 | 4 | ER401 | 2 | ER401 |  |  |  | 1
37 | FB | 258 | FLOORBOXES | AUDITORIUM | G16 | 0 | 2 | ER401 |  |  | 2 | ER401 |  |  | 2 | 4 | ER401 | 2 | ER401 |  |  |  | 1
38 | FB | 259 | FLOORBOXES | AUDITORIUM | G16 | 0 | 2 | ER401 |  |  | 2 | ER401 |  |  | 2 | 4 | ER401 | 2 | ER401 |  |  |  | 1 | ER401
26 | SX | 251 | SPEAKER - FRONT FILL | STAGE EDGE |  | 1600 | [16 empty] | 1 | ER401
31 | SX | 253 | SPEAKER - FRONT FILL | STAGE EDGE |  | 1600 | [16 empty] | 1 | ER401
34 | SX | 255 | SPEAKER - FRONT FILL | STAGE EDGE |  | 1600 | [16 empty] | 1 | ER401
11 | TP | 201 | TECH PANEL (SM Panel) | PERF LOCK | G23 | 300 | 2 | ER401 |  |  | 4 | ER401 | 2 | ER401 | 1 | 1 | ER401 | 1 | ER401 | 1 | ER401
14 | TP | 202 | TECH PANEL (SM Panel) | STAGE | G15 | 300 | 2 | ER401 |  |  | 4 | ER401 | 2 | ER401 | 1 | 1 | ER401 | 1 | ER401 | 1 | ER401
16 | TP | 203 | TECH PANEL | STAGE | G15 | 300 | 2 | ER401 |  |  | 2 | ER401 |  |  | 2 | 2 | ER401 | 2 | ER401
18 | TP | 204 | TECH PANEL | STAGE | G15 | 300 | 2 | ER401 |  |  | 2 | ER401 |  |  | 2 | 2 | ER401 | 2 | ER401
20 | TP | 205 | TECH PANEL (Power Lock) | STAGE | G15 | 300 | 1 | ER401 | [15 empty] | ER401
27 | TP | 251 | TECH PANEL | FORESTAGE | B02 | 300 | 2 | ER401 |  |  | 2 | ER401 |  |  | 2 | 8 | ER401 | 2 | ER401 |  |  |  | 2 | ER401
29 | TP | 252 | TECH PANEL | FORESTAGE | B02 | 300 | 2 | ER401 |  |  | 2 | ER401 |  |  | 2 | 8 | ER401 | 2 | ER401 |  |  |  | 2 | ER401
42 | AV | 451 | PROJECTOR | AUDITORIUM | G16 | SOFFIT | 1 | ER401 |  |  | 2 | ER401 | 1 | ER401 | [9 empty] | ER401 | 71
50 | CR | 493 | AV CONTROL | CONTROL ROOM |  | 500 | [13 empty] | 1 | ER401
39 | ER | 401 | EQPT RACK | TECH ROOM | 117 | 0 |  |  | 12 | ER491 | [13 empty] | ER401
41 | ER | 401 | EQPT RACK | TECH ROOM | 117 | 0 | [17 empty] | ER401
40 | ER | 401 | EQPT RACK (AMP) | TECH ROOM | 117 | 0 | [17 empty] | ER401
49 | ER | 491 | EQPT RACK | CONTROL ROOM |  | 0 | 10 | ER401 | 12 | ER401
43 | LX | 451 | LX BALCONY BAR | AUDITORIUM | G16 | ON BAR | 2 | ER401 | [9 empty] | 1 | ER401 |  |  |  | 2 | ER401
45 | LX | 452 | LX BALCONY BAR | AUDITORIUM | G16 | ON BAR | 2 | ER401 | [9 empty] | 1 | ER401 |  |  |  | 2 | ER401
47 | LX | 453 | LX BALCONY BAR | AUDITORIUM | G16 | ON BAR | 2 | ER401 | [9 empty] | 1 | ER401 |  |  |  | 2 | ER401
48 | LX | 454 | LX BALCONY BAR | AUDITORIUM | G16 | ON BAR | 2 | ER401 | [9 empty] | 1 | ER401 |  |  |  | 2
44 | SX | 451 | SPEAKER | LEVEL 1 BALCONY |  | ON BAR | 1 | ER401 | [6 empty] | 2 |  | ER401 | 1 | ER401 |  |  |  | 2 | ER401
46 | SX | 452 | SPEAKER | LEVEL 1 BALCONY |  | ON BAR | 1 | ER401 | [6 empty] | 2 |  | ER401 | 1 | ER401 |  |  |  | 2 | ER401
56 | AV | 651 | SHOW RELAY CAMERA | AUDITORIUM | G16 | ON BAR | 1 | ER401 |  |  | 1 | ER401 | [11 empty] | ER401 | 69
51 | DIM | 601 | DIMMER RACK | TECH | 220 | 500 | 2 | ER401 |  |  | 1 | ER401
57 | FS | 651 | FOLLOW SPOT | LEVEL 2 BALCONY |  | 150 | 1 | ER401 | [15 empty] | ER401
59 | FS | 652 | FOLLOW SPOT | LEVEL 2 BALCONY |  | 150 | 1 | ER401 | [15 empty] | ER401
58 | LX | 651 | LX BALCONY BAR | LEVEL 2 BALCONY |  | ON BAR | 2 | ER401 | [9 empty] | 1 | ER401 |  |  |  | 2 | ER401
60 | LX | 652 | LX BALCONY BAR | LEVEL 2 BALCONY |  | ON BAR | 2 | ER401 | [9 empty] | 1 | ER401 |  |  |  | 2 | ER401
61 | LX | 653 | LX BALCONY BAR | LEVEL 2 BALCONY |  | ON BAR | 2 | ER401 | [9 empty] | 1 | ER401 |  |  |  | 2 | ER401
62 | LX | 654 | LX BALCONY BAR | LEVEL 2 BALCONY |  | ON BAR | 2 | ER401 | [9 empty] | 1 | ER401 |  |  |  | 2 | ER401
63 | LX | 655 | LX BALCONY BAR | LEVEL 2 BALCONY |  | ON BAR | 2 | ER401 | [9 empty] | 1 | ER401 |  |  |  | 2 | ER401
64 | LX | 656 | LX BALCONY BAR | LEVEL 2 BALCONY |  | ON BAR | 2 | ER401 | [9 empty] | 1 | ER401 |  |  |  | 2 | ER401
52 | TP | 601 | TECH PANEL | TECH (GALLERY) | 218 | 300 | 2 | ER401 |  |  | 2 | ER401 |  |  | 2 | 2 | ER401 | 1 | ER401
53 | TP | 602 | TECH PANEL | TECH (GALLERY) | 219 | 300 | 2 | ER401 |  |  | 2 | ER401 |  |  | 2 | 2 | ER401 | 1 | ER401
54 | TP | 603 | TECH PANEL | TECH (GALLERY) | 218 | 300 | 2 | ER401 |  |  | 2 | ER401 |  |  | 2 | 2 | ER401 | 1 | ER401
55 | TP | 604 | TECH PANEL | TECH (GALLERY) | 219 | 300 | 2 | ER401 |  |  | 2 | ER401 |  |  | 2 | 2 | ER401 | 1 | ER401
65 | AV | 801 | PROJECTION SCREEN | STAGE | G15 | ON BAR | [6 empty] | 1 | ER401 | [9 empty] | ER401 | 204
74 | AV | 851 | SHOW RELAY MICROPHONE | AUDITORIUM | G16 | ON ORCH BAR | [9 empty] | 1 | ER401
66 | LX | 801 | LX BAR | STAGE | G15 | CEILING | 3 | ER401 | [6 empty] | 3 | 3 | ER401 | 3 | ER401 |  |  |  |  | ER401
68 | LX | 802 | LX BAR | STAGE | G15 | CEILING | 3 | ER401 | [6 empty] | 3 | 3 | ER401 | 3 | ER401
70 | LX | 803 | LX BAR | STAGE | G15 | CEILING | 3 | ER401 | [6 empty] | 3 | 3 | ER401 | 3 | ER401
72 | LX | 804 | LX BAR | STAGE | G15 | CEILING | 3 | ER401 | [6 empty] | 3 | 3 | ER401 | 3 | ER401
75 | LX | 851 | LX BAR (ORCH) | AUDITORIUM | G16 | CEILING | 3 | ER401 | [6 empty] | 3 | 3 | ER401 | 3 | ER401
83 | LX | 861 | LX BAR | CABLE NET |  | ON CABLENET PICKUPS | 3 | ER401 | [6 empty] | 3 | 3 | ER401 | 3 | ER401
84 | LX | 862 | LX BAR | CABLE NET |  | ON CABLENET PICKUPS | 3 | ER401 | [6 empty] | 3 | 3 | ER401 | 3 | ER401
85 | LX | 863 | LX BAR | CABLE NET |  | ON CABLENET PICKUPS | 3 | ER401 | [6 empty] | 3 | 3 | ER401 | 3 | ER401
77 | SX | 852 | SPEAKER | AUDITORIUM | G16 | CEILING | 1 | ER401 | [6 empty] | 4 |  | ER401 | 2 | ER401 |  |  |  | 4 | ER401
79 | SX | 853 | SPEAKER | AUDITORIUM | G16 | CEILING | 1 | ER401 | [6 empty] | 4 |  | ER401 | 2 | ER401 |  |  |  | 4
81 | SX | 854 | SPEAKER | AUDITORIUM | G16 | CEILING | 1 | ER401 | [6 empty] | 4 |  | ER401 | 2 | ER401 |  |  |  | 4
87 | SX | 851A | SPEAKER (ARRAY) | AUDITORIUM | G16 | CEILING | 1 | ER401 | [6 empty] | 4 |  | ER401 | 2 | ER401 |  |  |  | 4
88 | SX | 851B | SPEAKER (SUBS) | AUDITORIUM | G16 | CEILING | 1 | ER401 | [6 empty] | 4 |  | ER401 | 2 | ER401 |  |  |  | 2
89 | SX | 855A | SPEAKER (ARRAY) | AUDITORIUM | G16 | CEILING | 1 | ER401 | [6 empty] | 4 |  | ER401 | 2 | ER401 |  |  |  | 4
90 | SX | 855B | SPEAKER (SUBS) | AUDITORIUM | G16 | CEILING | 1 | ER401 | [6 empty] | 4 |  | ER401 | 2 | ER401 |  |  |  | 2
67 | TP | 801 | TECH PANEL | FLY GALLERY |  | 300 | 2 | ER401 | [15 empty] | ER401
69 | TP | 802 | TECH PANEL | FLY GALLERY |  | 300 | 2 | ER401
71 | TP | 803 | TECH PANEL | FLY GALLERY |  | 300 | 2 | ER401 | 4 | ER401
73 | TP | 804 | TECH PANEL | FLY GALLERY |  | 300 | 2 | ER401 | 4 | ER401
76 | TP | 851 | TECH PANEL | CABLE NET |  | 300 | 4 | ER401 | [6 empty] | 1 | 1 | ER401 | 1 | ER401
78 | TP | 852 | TECH PANEL | CABLE NET |  | 300 | 4 | ER401 | [6 empty] | 1 | 1 | ER401 | 1 | ER401 |  |  |  |  | ER401
80 | TP | 853 | TECH PANEL | CABLE NET |  | 300 | 4 | ER401 | 4 | ER401 |  |  |  |  | 1 | 1 | ER401 | 1 | ER401
82 | TP | 854 | TECH PANEL | CABLE NET |  | 300 | 4 | ER401 | 4 | ER401 |  |  |  |  | 1 | 1 | ER401 | 1 | ER401
160 | BACK OF HOUSE
161 | BS | 201 | SCREEN | PRINC. DR. RM. 1 | G26 | 2000 |  |  |  |  | 1 | ER401 | 1 | ER401 | [10 empty] | 57
162 | BS | 202 | VOL CTRL | PRINC. DR. RM. 1 G26 |  | 1200 | [6 empty] | 1 | ER401 | [7 empty] | 1
163 | BS | 203 | SCREEN | MULTI-PURPOSE RM/GREEG32 |  | 2000 |  |  |  |  | 1 | ER401 | 1 | ER401
164 | BS | 204 | VOL CTRL | MULTI-PURPOSE RM/GREEG32 |  | 1200 | [6 empty] | 1 | ER401 | [7 empty] | 1
165 | BS | 205 | SCREEN | DR. RM. G39 |  | 2000 |  |  |  |  | 1 | ER401 | 1 | ER401
166 | BS | 206 | VOL CTRL | DR. RM. G39 |  | 1200 | [6 empty] | 1 | ER401 | [7 empty] | 1
167 | BS | 207 | SCREEN | DR. RM. G29 |  | 2000 |  |  |  |  | 1 | ER401 | 1 | ER401
168 | BS | 208 | VOL CTRL | DR. RM. G29 |  | 1200 | [6 empty] | 1 | ER401 | [7 empty] | 1
169 | BS | 209 | SCREEN | PRINC. DR. RM. 2 G20 |  | 2000 |  |  |  |  | 1 | ER401 | 1 | ER401
170 | BS | 210 | VOL CTRL | PRINC. DR. RM. 2 G20 |  | 1200 | [6 empty] | 1 | ER401 | [7 empty] | 1
171 | BS | 211 | SCREEN | STAGE DOOR G41 |  | 2000 |  |  |  |  | 1 | ER401 | 1 | ER401
172 | BS | 212 | VOL CTRL | STAGE DOOR G41 |  | 1200 | [6 empty] | 1 | ER401 | [7 empty] | 1
173 | BS | 213 | SCREEN | LOBBY G44 |  | 2000 |  |  |  |  | 1 | ER401 | 1 | ER401
174 | BS | 214 | SCREEN | SCENE DOCK G24 |  | 2500 |  |  |  |  | 1 | ER401 | 1 | ER401
175 | BS | 215 | SCREEN | WORKSHOP G35 |  | 2000 |  |  |  |  | 1 | ER401 | 1 | ER401
176 | BS | 216 | VOL CTRL | WORKSHOP G35 |  | 1200 | [6 empty] | 1 | ER401 | [7 empty] | 1
177 | BS | 217 | TECH PANEL | WORKSHOP G35 |  | 1200 | 6 | ER401 |  |  | 2 | ER401 | 1 | ER401 | 2 | 2 | ER401 | 2 | ER401
178 | BS | 218 | TECH PANEL | SCENE DOCK G24 |  | 500 | 4 | ER401 |  |  | 2 | ER401 |  |  | 2 | 2 | ER401 | 2 | ER401
179 | BS | 401 | SCREEN | VENUE MAN. OFFICE 102 |  | 2000 |  |  |  |  | 1 | ER401 | 1 | ER401 | [10 empty] | 4
180 | BS | 402 | TECH PANEL | VENUE MAN. OFFICE 102 |  | 1100 | [6 empty] | 1 | ER401 |  |  |  | 1 | ER401
181 | BS | 601 | VOL CTRL | GUEST DRESS ROOM 212 |  | 1200 | [6 empty] | 1 | ER401 | [7 empty] | 1 |  |  | 1
182 | CONFERENCE
224 | ER601 |  | EQPT RACK | FURNITURE STORE | 209 | 0 | 5 5 | ER401 ER211 | 12 | ER401 | [14 empty] | 11
225 | BREAK OUT
230 | REHEARSAL
252 | FRONT OF HOUSE
253 | ER | 211 | EQUIP RACK | CLOAK ROOM | G07 | 0 | 5 | ER401 | 12 | ER401 | [14 empty] | 13
254 | FY | 201 | TECH PANEL/FLOOR BOX | FUNCTION/FOYER | G01 | 0 | 2 | ER401
255 | FY | 202 | TECH PANEL | FUNCTION/FOYER | G01 | 300 | 2 | ER401
256 | FY | 211 | TECH PANEL/FLOOR BOX | FUNCTION/FOYER | G01 | 0 | 2 | ER401
265 | FY | 226 | SCREEN | FUNCTION/FOYER | G01 | 2200 | 1 | ER401
285 | FY | 401 | TECH PANEL/FLOOR BOX | FOYER | 113 | 0 | 2 | ER401 | [16 empty] | 4
288 | FY | 421 | SCREEN | FOYER | 113 | 2200 | 1 | ER401
289 | FY | 422 | SCREEN | FOYER | 113 | 2200 | 1 | ER401
294 | FY | 621 | SCREEN | FOYER | 207 | 2200 | 1 | ER401 |  |  | 2 | ER601 | [12 empty] | 6
295 | FY | 622 | SCREEN | FOYER | 207 | 2200 | 1 | ER401 |  |  | 2 | ER601
|  | LEVEL | QTY OF CABLES
|  | Sub Stage | 12 | [7 empty] | 1800 or 3 x 600 cable trays at the back of the rack.
|  | Ground | 381
|  | Level 1 | 79
|  | Level 2 | 76
|  | Level 3 | 204
|  | Total | 752

## Cable paths ER211
To Rack ER211 |  |  |  |  | DEMARCATION | Supply, Rough-in and Termination: Technical Equipment Contractor
[5 empty] | SYSTEM | TD (TECHNICAL DATA) |  | DIGITAL MEDIA |  | AV CONTROL DATA |  | AUDIO DIGITAL / ANALOGUE (M) SEND, (F) RETURN |  |  | ETHERNET AUDIO (Dante) |  | PAGING STATION
[5 empty] | CABLE TYPE | Cat 6A S/FTP R&M R305649 |  | Cat 6A S/FTP R&M R305649 |  | Cat 6A S/FTP R&M R305649 |  | Belden 1801B/ 1802B/ 1803F /7880A |  |  | Cat 6A S/FTP R&M R305649 |  | Cat 6A U/FTP R&M R308247
PANEL ID |  | DESCRIPTION | LOCATION | ROOM | AFFL (MM) | Quantity of outlets | To/from | Quantity of outlets | To/from | Quantity of outlets | To/from | (M) Send Quantity | (F) Return Quantity | To/from | Quantity of Outlets | To/from | Quantity of Outlets | To/from
THEATRE
BACK OF HOUSE
CONFERENCE
BREAK OUT
REHEARSAL
ER | 211 | EQUIP RACK | CLOAK ROOM | G07 | 0 | [13 empty] | 69
FY | 201 | TECH PANEL/FLOOR BOX | FUNCTION/FOYER | G01 | 0 |  |  | 2 | ER211 | 1 | ER211 | 2 | 2 | ER211 | 1 | ER211
FY | 202 | TECH PANEL | FUNCTION/FOYER | G01 | 300 |  |  | 2 | ER211 | 1 | ER211 | 2 | 2 | ER211 | 1 | ER211
FY | 211 | TECH PANEL/FLOOR BOX | FUNCTION/FOYER | G01 | 0 |  |  | 2 | ER211 | 1 | ER211 | 2 | 4 | ER211 | 2 | ER211
FY | 213 | TECH PANEL/FLOOR BOX | FUNCTION/FOYER | G01 | 0 | 2 | ER211 | 2 | ER211 | 1 | ER211 | 2 | 4 | ER211 | 2 | ER211
FY | 214 | TECH PANEL | FUNCTION/FOYER | G01 | 0 | 2 | ER211 | 2 | ER211 | 1 | ER211 | 2 | 4 | ER211 | 2 | ER211
FY | 221 | SCREEN | FUNCTION/FOYER | G01 | 2200 | 1 | ER211 | 2 | ER211
FY | 222 | SCREEN | FUNCTION/FOYER | G01 | 2200 | 1 | ER211 | 2 | ER211
FY | 226 | SCREEN | FUNCTION/FOYER | G01 | 2200 |  |  | 2 | ER211
FY | 227 | SCREEN | FUNCTION/FOYER | G01 | 2200 | 1 | ER211 | 2 | ER211
FY | 228 | SCREEN | FUNCTION/FOYER | G01 | 2200 | 1 | ER211 | 2 | ER211
FY | 229 | SCREEN | FUNCTION/FOYER | G01 | 2200 | 1 | ER211 | 2 | ER211
FY | 231 | HOUSE MANAGERS PANEL | FUNCTION/FOYER | G01 | 1100 | 1 | ER211 |  |  | 1 | ER211 |  |  |  | 1 | ER211 | 1 | ER211 | 56
FY | 301 | TECH PANEL | FUNCTION/FOYER | G01 | CEILING | 4 | ER211
FY | 302 | TECH PANEL | FUNCTION/FOYER | G01 | CEILING | 4 | ER211
FY | 303 | TECH PANEL | FUNCTION/FOYER | G01 | CEILING | 4 | ER211
FY | 304 | TECH PANEL | FUNCTION/FOYER | G01 | CEILING | 4 | ER211
FY | 305 | TECH PANEL | FUNCTION/FOYER | G01 | CEILING | 4 | ER211
FY | 306 | TECH PANEL | FUNCTION/FOYER | G01 | CEILING | 4 | ER211
FY | 307 | TECH PANEL | FUNCTION/FOYER | G01 | CEILING | 4 | ER211
FY | 308 | TECH PANEL | FUNCTION/FOYER | G01 | CEILING | 4 | ER211
FY | 309 | TECH PANEL | FUNCTION/FOYER | G01 | CEILING | 4 | ER211
FY | 310 | TECH PANEL | FUNCTION/FOYER | G01 | CEILING | 4 | ER211
FY | 311 | TECH PANEL | FUNCTION/FOYER | G01 | CEILING | 4 | ER211
FY | 312 | TECH PANEL | FUNCTION/FOYER | G01 | CEILING | 4 | ER211
FY | 313 | TECH PANEL | FUNCTION/FOYER | G01 | CEILING | 4 | ER211
FY | 314 | TECH PANEL | FUNCTION/FOYER | G01 | CEILING | 4 | ER211
FY | 401 | TECH PANEL/FLOOR BOX | FOYER | 113 | 0 |  |  | 2 | ER211 | 1 | ER211 | 2 | 2 | ER211 | 2 | ER211 |  |  | 38
FY | 402 | TECH PANEL | FOYER | 113 | 300 | 2 | ER211 | 2 | ER211 | 1 | ER211 | 2 | 2 | ER211 | 2 | ER211
FY | 403 | TECH PANEL/FLOOR BOX | FOYER | 113 | 0 | 2 | ER211 | 2 | ER211 | 1 | ER211 | 2 | 2 | ER211 | 2 | ER211
FY | 421 | SCREEN | FOYER | 113 | 2200 |  |  | 2 | ER211
FY | 422 | SCREEN | FOYER | 113 | 2200 |  |  | 2 | ER211
FY | 423 | SCREEN | FOYER | 113 | CEILING | 1 | ER211 | 2 | ER211
FY | 424 | SCREEN | FOYER | 113 | CEILING | 1 | ER211 | 2 | ER211
| LEVEL | QTY OF CABLES
| Ground | 69
| Level 1 | 56 | [5 empty] | 400mm cable tray into the back of the rack.
| Level 2 | 56
| Total | 181

## Cable paths ER491
To Rack ER491 |  |  |  |  | DEMARCATION | Supply, Rough-in and Termination: Technical Equipment Contractor | [17 empty] | Supply, Rough-in, Termination: Rigging Infrastructure Contractor
[5 empty] | SYSTEM | TD (TECHNICAL DATA) |  | MULTIMODE FIBER |  | DIGITAL MEDIA |  | AV CONTROL DATA |  | AUDIO DIGITAL / ANALOGUE (M) SEND, (F) RETURN |  |  | ETHERNET AUDIO (Dante) | TALKBACK | STAGE LIGHTING CONTROL (DMX) | BLUE / WORK LIGHT CONTROL |  | HOIST CONTROL |  | HOUSE CURTAIN CONTROL |  | PENDENT CONTROL (WITH ESTOP) |  | ESTOP - LOCATIONS TO BE FINALIZED AT RISK ASSESSMENT
[5 empty] | CABLE TYPE | Cat 6A S/FTP R&M R305649 |  | 0M3 - 4pair LC |  | Cat 6A S/FTP R&M R305649 |  | Cat 6A S/FTP R&M R305649 |  | Belden 1801B/ 1802B/ 1803F /7880A |  |  | Cat 6A S/FTP R&M R305649 | Belden 1802B | Cat 6A U/FTP R&M R308247 | Cat 6A S/FTP R&M R305649 |  | System Dependant |  | System Dependant |  | System Dependant |  | System Dependant
PANEL ID |  | DESCRIPTION | LOCATION | ROOM | AFFL (MM) | Quantity of outlets | To/from | Quantity of Outlets | To/from | Quantity of outlets | To/from | Quantity of outlets | To/from | (M) Send Quantity | (F) Return Quantity | To/from | Quantity of Outlets | Quantity of outlets | Quantity of outlets | Quantity of outlets | To/From | Quantity of outlets | To/from | Quantity of outlets | To/from | Quantity of outlets | To/from | Quantity of outlets | To/from
THEATRE | [29 empty] | 11
TP | 1 | TECH PANEL | SUB STAGE | B01 | 300 | [13 empty] | 4
TP | 2 | TECH PANEL | SUB STAGE | B01 | 300 | [12 empty] | 1 | 2
TP | 3 | TECH PANEL | SUB STAGE | B01 | 300 | [13 empty] | 4
TP | 201A | TECH PANEL (SM Panel) | PERF LOCK | G23 | 300 | [12 empty] | 1 | 2 | [10 empty] | 84
CR | 251 | CONTROL FLOORBOX | AUDITORIUM | G16 | 0 | 4 | ER491 |  |  | 4 | ER491 |  |  | 16 | 8 | ER491 | 4 | 3 | 4
FB | 201 | FLOORBOXES | STAGE | G15 | 0 | [13 empty] | 1
FB | 202 | FLOORBOXES | STAGE | G15 | 0 | [13 empty] | 1
FB | 203 | FLOORBOXES | STAGE | G15 | 0 | [13 empty] | 1
FB | 204 | FLOORBOXES | STAGE | G15 | 0 | [13 empty] | 1
FB | 205 | FLOORBOXES | STAGE | G15 | 0 | [13 empty] | 1
FB | 206 | FLOORBOXES | STAGE | G15 | 0 | [13 empty] | 1
FB | 207 | FLOORBOXES | STAGE | G15 | 0 | [13 empty] | 1
FB | 208 | FLOORBOXES | STAGE | G15 | 0 | [13 empty] | 1
FB | 251 | FLOORBOXES | AUDITORIUM | G16 | 0 | [13 empty] | 1
FB | 252 | FLOORBOXES | AUDITORIUM | G16 | 0 | [13 empty] | 1
FB | 253 | FLOORBOXES | AUDITORIUM | G16 | 0 | [13 empty] | 1
FB | 254 | FLOORBOXES | AUDITORIUM | G16 | 0 | [13 empty] | 1
FB | 255 | FLOORBOXES | AUDITORIUM | G16 | 0 | [13 empty] | 1
FB | 256 | FLOORBOXES | AUDITORIUM | G16 | 0 | [13 empty] | 1
FB | 257 | FLOORBOXES | AUDITORIUM | G16 | 0 | [13 empty] | 1
FB | 258 | FLOORBOXES | AUDITORIUM | G16 | 0 | [13 empty] | 1
FB | 259 | FLOORBOXES | AUDITORIUM | G16 | 0 | [13 empty] | 1
TP | 201 | TECH PANEL (SM Panel) | PERF LOCK | G23 | 300 | [12 empty] | 1 | 2
TP | 202 | TECH PANEL (SM Panel) | STAGE | G15 | 300 | [12 empty] | 1 | 2
TP | 203 | TECH PANEL | STAGE | G15 | 300 | [12 empty] | 1 | 2
TP | 204 | TECH PANEL | STAGE | G15 | 300 | [12 empty] | 1 | 2 | 1 | ER491
TP | 251 | TECH PANEL | FORESTAGE | B02 | 300 | [12 empty] | 2 | 2 | 1 | ER491
TP | 252 | TECH PANEL | FORESTAGE | B02 | 300 | [12 empty] | 2 | 2
ER | 401 | EQPT RACK | TECH ROOM | 117 | 0 |  |  | 12 | ER491 | [20 empty] | 127
CR | 451 | AUDITORIUM CONTROL | AUDITORIUM | G16 | IN RISER | 4 | ER491 |  |  | 4 | ER491 | 2 | ER491 | 16 | 8 | ER491 | 4 | 3 | 4
CR | 491 | LIGHTING CONTROL | CONTROL ROOM |  | 500 | 4 | ER491 |  |  | 2 | ER491 | 1 | ER491 |  |  |  |  | 1 | 4
CR | 492 | AUDIO CONTROL | CONTROL ROOM |  | 500 | 4 | ER491 |  |  | 2 | ER491 | 1 | ER491 | 16 | 8 | ER491 | 4 | 2
CR | 493 | AV CONTROL | CONTROL ROOM |  | 500 | 4 | ER491 |  |  | 4 | ER491 | 2 | ER491 | 2 | 2 | ER491 | 1 | 1
LX | 451 | LX BALCONY BAR | AUDITORIUM | G16 | ON BAR | [13 empty] | 2
LX | 452 | LX BALCONY BAR | AUDITORIUM | G16 | ON BAR | [13 empty] | 2
LX | 453 | LX BALCONY BAR | AUDITORIUM | G16 | ON BAR | [13 empty] | 2
LX | 454 | LX BALCONY BAR | AUDITORIUM | G16 | ON BAR | [13 empty] | 2
FS | 651 | FOLLOW SPOT | LEVEL 2 BALCONY |  | 150 | [12 empty] | 1 | 1 | [10 empty] | 28
FS | 652 | FOLLOW SPOT | LEVEL 2 BALCONY |  | 150 | [12 empty] | 1 | 1
LX | 651 | LX BALCONY BAR | LEVEL 2 BALCONY |  | ON BAR | [13 empty] | 2
LX | 652 | LX BALCONY BAR | LEVEL 2 BALCONY |  | ON BAR | [13 empty] | 2
LX | 653 | LX BALCONY BAR | LEVEL 2 BALCONY |  | ON BAR | [13 empty] | 2
LX | 654 | LX BALCONY BAR | LEVEL 2 BALCONY |  | ON BAR | [13 empty] | 2
LX | 655 | LX BALCONY BAR | LEVEL 2 BALCONY |  | ON BAR | [13 empty] | 2
LX | 656 | LX BALCONY BAR | LEVEL 2 BALCONY |  | ON BAR | [13 empty] | 2
TP | 601 | TECH PANEL | TECH (GALLERY) | 218 | 300 | [12 empty] | 1 | 2
TP | 602 | TECH PANEL | TECH (GALLERY) | 219 | 300 | [12 empty] | 1 | 2
TP | 603 | TECH PANEL | TECH (GALLERY) | 218 | 300 | [12 empty] | 1 | 2
TP | 604 | TECH PANEL | TECH (GALLERY) | 219 | 300 | [12 empty] | 1 | 2
LX | 801 | LX BAR | STAGE | G15 | CEILING | [13 empty] | 6 | [10 empty] | 72
LX | 802 | LX BAR | STAGE | G15 | CEILING | [13 empty] | 6
LX | 803 | LX BAR | STAGE | G15 | CEILING | [13 empty] | 6
LX | 804 | LX BAR | STAGE | G15 | CEILING | [13 empty] | 6
LX | 851 | LX BAR (ORCH) | AUDITORIUM | G16 | CEILING | [13 empty] | 6
LX | 861 | LX BAR | CABLE NET |  | ON CABLENET PICKUPS | [13 empty] | 6
LX | 862 | LX BAR | CABLE NET |  | ON CABLENET PICKUPS | [13 empty] | 6
LX | 863 | LX BAR | CABLE NET |  | ON CABLENET PICKUPS | [13 empty] | 6
TP | 801 | TECH PANEL | FLY GALLERY |  | 300 | [12 empty] | 1 | 2
TP | 802 | TECH PANEL | FLY GALLERY |  | 300 | [12 empty] | 1 | 2
TP | 803 | TECH PANEL | FLY GALLERY |  | 300 | [12 empty] | 1 | 2
TP | 804 | TECH PANEL | FLY GALLERY |  | 300 | [12 empty] | 1 | 2
TP | 851 | TECH PANEL | CABLE NET |  | 300 | [12 empty] | 1 | 2
TP | 852 | TECH PANEL | CABLE NET |  | 300 | [12 empty] | 1 | 2
TP | 853 | TECH PANEL | CABLE NET |  | 300 | [12 empty] | 1 | 2
TP | 854 | TECH PANEL | CABLE NET |  | 300 | [12 empty] | 1 | 2
DIM | 601 | DIMMER RACK | TECH | 220 | 500 | [12 empty] | 1 | 4 | [10 empty] | 13
DIM | 601 | DIMMER RACK | TECH | 220 | 500 | [13 empty] | 4
DIM | 601 | DIMMER RACK | TECH | 220 | 500 | [13 empty] | 4
BACK OF HOUSE
BS | 217 | TECH PANEL | WORKSHOP | G35 | 1200 | [12 empty] | 1 | 2 | [10 empty] | 6
BS | 218 | TECH PANEL | SCENE DOCK | G24 | 500 | [12 empty] | 1 | 2
CONFERENCE
BREAK OUT
REHEARSAL
FRONT OF HOUSE
|  | LEVEL | QTY OF CABLES
|  | Sub Stage | 11 | [6 empty] | 600mm cable tray to back of the racks
|  | Ground | 90
|  | Level 1 | 127
|  | Level 2 | 41
|  | Level 3 | 72
|  | Total | 341

## Cable paths ER601
TO RACK ER601 |  |  |  |  | DEMARCATION | Supply, Rough-in and Termination: Technical Equipment Contractor
[5 empty] | SYSTEM | TD (TECHNICAL DATA) |  | DIGITAL MEDIA |  | AV CONTROL DATA |  | AUDIO DIGITAL / ANALOGUE (M) SEND, (F) RETURN |  |  | ETHERNET AUDIO (Dante) |  | TALKBACK |  | STAGE LIGHTING CONTROL (DMX)
[5 empty] | CABLE TYPE | Cat 6A S/FTP R&M R305649 |  | Cat 6A S/FTP R&M R305649 |  | Cat 6A S/FTP R&M R305649 |  | Belden 1801B/ 1802B/ 1803F /7880A |  |  | Cat 6A S/FTP R&M R305649 |  | Belden 1802B |  | Cat 6A U/FTP R&M R308247
PANEL ID |  | DESCRIPTION | LOCATION | ROOM | AFFL (MM) | Quantity of outlets | To/from | Quantity of outlets | To/from | Quantity of outlets | To/from | (M) Send Quantity | (F) Return Quantity | To/from | Quantity of Outlets | To/from | Quantity of outlets | To/From | Quantity of outlets | To/from
THEATRE
BACK OF HOUSE
CONFERENCE
CN | 601 | AV CONTROL | CONFERENCE 1 | 206 | 1100 | 1 | ER601 |  |  | 1 | ER601 | [9 empty] | 60
ER | 601 | EQPT RACK | FURNITURE STORE | 209
CN | 611 | TECH PANEL | CONFERENCE 1 | 206 | 300 | 4 | ER601 | 4 | ER601 |  |  | 8 | 8 | ER601 | 2 | ER601 | 1 | ER601 | 2 | ER601
CN | 612 | TECH PANEL/FLOOR BOX | CONFERENCE 1 | 206 | 0 | 4 | ER601 | 4 | ER601 |  |  | 8 | 8 | ER601 | 2 | ER601 | 1 | ER601 | 2 | ER601
CN | 651 | AV CONTROL | CONFERENCE 2 | 205 | 1100 | 1 | ER601 |  |  | 1 | ER601
CN | 661 | TECH PANEL/FLOOR BOX | CONFERENCE 2 | 205 | 0 | 4 | ER601 | 4 | ER601 |  |  | 8 | 8 | ER601 | 2 | ER601 | 1 | ER601 | 2 | ER601
CN | 662 | TECH PANEL/FLOOR BOX | CONFERENCE 2 | 205 | 0 | 4 | ER601 | 4 | ER601 |  |  | 8 | 8 | ER601 | 2 | ER601 | 1 | ER601 | 2 | ER601
CN | 701 | LIGHTING | CONFERENCE 1 | 206 | PIPE GRID | 1 | ER601 | [11 empty] | 2 | ER601 | 102
CN | 702 | LIGHTING | CONFERENCE 1 | 206 | PIPE GRID | 1 | ER601 | [11 empty] | 2 | ER601
CN | 703 | LIGHTING | CONFERENCE 1 | 206 | PIPE GRID | 1 | ER601 | [11 empty] | 2 | ER601
CN | 704 | LIGHTING | CONFERENCE 1 | 206 | PIPE GRID | 1 | ER601 | [11 empty] | 2 | ER601
CN | 705 | LIGHTING | CONFERENCE 1 | 206 | PIPE GRID | 1 | ER601 | [11 empty] | 2 | ER601
CN | 706 | LIGHTING | CONFERENCE 1 | 206 | PIPE GRID | 1 | ER601 | [11 empty] | 2 | ER601
CN | 707 | LIGHTING | CONFERENCE 1 | 206 | PIPE GRID | 1 | ER601 | [11 empty] | 2 | ER601
CN | 708 | LIGHTING | CONFERENCE 1 | 206 | PIPE GRID | 1 | ER601 | [5 empty] | 1 | ER601 | 1 | ER601 |  |  | 2 | ER601
CN | 711 | SPEAKER POINT | CONFERENCE 1 | 206 | PIPE GRID | 1 | ER601 | 1 | ER601 |  |  |  | 1 | ER601 | 1 | ER601
CN | 712 | SPEAKER POINT | CONFERENCE 1 | 206 | PIPE GRID | 1 | ER601 | 1 | ER601 |  |  |  | 1 | ER601 | 1 | ER601
CN | 713 | SPEAKER POINT | CONFERENCE 1 | 206 | PIPE GRID | 1 | ER601 | 1 | ER601 |  |  |  | 1 | ER601 | 1 | ER601
CN | 714 | SPEAKER POINT | CONFERENCE 1 | 206 | PIPE GRID | 1 | ER601 | 1 | ER601 |  |  |  | 1 | ER601 | 1 | ER601
CN | 722 | PROJECTION SCREEN | CONFERENCE 1 | 206 | PIPE GRID |  |  |  |  | 1 | ER601
CN | 723 | PROJECTION SCREEN | CONFERENCE 1 | 206 | PIPE GRID |  |  |  |  | 1 | ER601
CN | 724 | PROJECTION SCREEN | CONFERENCE 1 | 206 | PIPE GRID |  |  |  |  | 1 | ER601
CN | 751 | LIGHTING | CONFERENCE 2 | 205 | PIPE GRID | 1 | ER601 | [11 empty] | 2 | ER601
CN | 752 | LIGHTING | CONFERENCE 2 | 205 | PIPE GRID | 1 | ER601 | [11 empty] | 2 | ER601
CN | 753 | LIGHTING | CONFERENCE 2 | 205 | PIPE GRID | 1 | ER601 | [11 empty] | 2 | ER601
CN | 754 | LIGHTING | CONFERENCE 2 | 205 | PIPE GRID | 1 | ER601 | [11 empty] | 2 | ER601
CN | 755 | LIGHTING | CONFERENCE 2 | 205 | PIPE GRID | 1 | ER601 | [11 empty] | 2 | ER601
CN | 756 | LIGHTING | CONFERENCE 2 | 205 | PIPE GRID | 1 | ER601 | [11 empty] | 2 | ER601
CN | 757 | LIGHTING | CONFERENCE 2 | 205 | PIPE GRID | 1 | ER601 | [11 empty] | 2 | ER601
CN | 758 | LIGHTING | CONFERENCE 2 | 205 | PIPE GRID | 1 | ER601 | [5 empty] | 1 | ER601 | 1 | ER601 |  |  | 2 | ER601
CN | 761 | SPEAKER POINT | CONFERENCE 2 | 205 | PIPE GRID | 1 | ER601 | 1 | ER601 |  |  |  | 1 | ER601 | 1 | ER601
CN | 762 | SPEAKER POINT | CONFERENCE 2 | 205 | PIPE GRID | 1 | ER601 | 1 | ER601 |  |  |  | 1 | ER601 | 1 | ER601
CN | 763 | SPEAKER POINT | CONFERENCE 2 | 205 | PIPE GRID | 1 | ER601 | 1 | ER601 |  |  |  | 1 | ER601 | 1 | ER601
CN | 764 | SPEAKER POINT | CONFERENCE 2 | 205 | PIPE GRID | 1 | ER601 | 1 | ER601 |  |  |  | 1 | ER601 | 1 | ER601
CN | 772 | PROJECTION SCREEN | CONFERENCE 2 | 205 | PIPE GRID |  |  |  |  | 1 | ER601
CN | 773 | PROJECTION SCREEN | CONFERENCE 2 | 205 | PIPE GRID |  |  |  |  | 1 | ER601
CN | 774 | PROJECTION SCREEN | CONFERENCE 2 | 205 | PIPE GRID |  |  |  |  | 1 | ER601
CN | 721A | PROJECTOR | CONFERENCE 1 | 206 | PIPE GRID | 1 | ER601 | 1 | ER601 | 1 | ER601
CN | 721B | PROJECTOR | CONFERENCE 1 | 206 | PIPE GRID | 1 | ER601 | 1 | ER601 | 1 | ER601
CN | 771A | PROJECTOR | CONFERENCE 2 | 205 | PIPE GRID | 1 | ER601 | 1 | ER601 | 1 | ER601
CN | 771B | PROJECTOR | CONFERENCE 2 | 205 | PIPE GRID | 1 | ER601 | 1 | ER601 | 1 | ER601
DIM | 602 | DIMMER RACK | FURNITURE STORE | 209 | REF DWG | [11 empty] | 1 | ER601 | 4 | ER601 | 5
BREAK OUT
BR | 701 | LIGHTING | BREAK OUT | 204 | CEILING | 1 | ER601 | 1 | ER601 |  |  |  | 2 | ER601 | 1 | ER601 |  |  | 2 | ER601 | 22
BR | 702 | LIGHTING | BREAK OUT | 204 | CEILING | 1 | ER601 | 1 | ER601 | [5 empty] | 1 | ER601 |  |  | 2 | ER601
BR | 703 | LIGHTING | BREAK OUT | 204 | CEILING | 1 | ER601 | 1 | ER601 | [5 empty] | 1 | ER601 |  |  | 2 | ER601
BR | 704 | LIGHTING | BREAK OUT | 204 | CEILING | 1 | ER601 | 1 | ER601 |  |  |  | 2 | ER601 | 1 | ER601 |  |  | 2 | ER601
REHEARSAL
RH | 601 | AV CONTROL | REHEARSAL | 203 | 1100 | 1 | ER601 |  |  | 1 | ER601 | [9 empty] | 44
RH | 611 | TECH PANEL | REHEARSAL | 203 | 300 | 4 | ER601 | 4 | ER601 |  |  | 8 | 8 | ER601 | 2 | ER601 | 1 | ER601 | 2 | ER601
RH | 612 | TECH PANEL | REHEARSAL | 203 | 300 | 4 | ER601 | 4 | ER601 |  |  | 8 | 8 | ER601 | 2 | ER601 | 1 | ER601 | 2 | ER601
RH | 613 | TECH PANEL/FLOOR BOX | REHEARSAL | 203 | 0 | 4 | ER601 | 4 | ER601 |  |  | 8 | 8 | ER601 | 2 | ER601 | 1 | ER601 | 2 | ER601
RH | 701 | LIGHTING | REHEARSAL | 203 | PIPE GRID | 1 | ER601 | [11 empty] | 2 | ER601 | 51
RH | 702 | LIGHTING | REHEARSAL | 203 | PIPE GRID | 1 | ER601 | [11 empty] | 2 | ER601
RH | 703 | LIGHTING | REHEARSAL | 203 | PIPE GRID | 1 | ER601 | [11 empty] | 2 | ER601
RH | 704 | LIGHTING | REHEARSAL | 203 | PIPE GRID | 1 | ER601 | [11 empty] | 2 | ER601
RH | 705 | LIGHTING | REHEARSAL | 203 | PIPE GRID | 1 | ER601 | [11 empty] | 2 | ER601
RH | 706 | LIGHTING | REHEARSAL | 203 | PIPE GRID | 1 | ER601 | [11 empty] | 2 | ER601
RH | 707 | LIGHTING | REHEARSAL | 203 | PIPE GRID | 1 | ER601 | [11 empty] | 2 | ER601
RH | 708 | LIGHTING | REHEARSAL | 203 | PIPE GRID | 1 | ER601 | [5 empty] | 1 | ER601 | 1 | ER601 |  |  | 2 | ER601
RH | 711 | SPEAKER POINT | REHEARSAL | 203 | PIPE GRID | 1 | ER601 | 1 | ER601 |  |  |  | 1 | ER601 | 1 | ER601
RH | 712 | SPEAKER POINT | REHEARSAL | 203 | PIPE GRID | 1 | ER601 | 1 | ER601 |  |  |  | 1 | ER601 | 1 | ER601
RH | 713 | SPEAKER POINT | REHEARSAL | 203 | PIPE GRID | 1 | ER601 | 1 | ER601 |  |  |  | 1 | ER601 | 1 | ER601
RH | 714 | SPEAKER POINT | REHEARSAL | 203 | PIPE GRID | 1 | ER601 | 1 | ER601 |  |  |  | 1 | ER601 | 1 | ER601
RH | 731A | PROJECTOR | REHEARSAL | 203 | PIPE GRID | 1 | ER601 | 1 | ER601 | 1 | ER601
RH | 731B | PROJECTOR | REHEARSAL | 203 | PIPE GRID | 1 | ER601 | 1 | ER601 | 1 | ER601
RH | 732 | PROJECTION SCREEN | REHEARSAL | 203 | PIPE GRID |  |  |  |  | 1 | ER601
RH | 733 | PROJECTION SCREEN | REHEARSAL | 203 | PIPE GRID |  |  |  |  | 1 | ER601
RH | 734 | PROJECTION SCREEN | REHEARSAL | 203 | PIPE GRID |  |  |  |  | 1 | ER601
FRONT OF HOUSE
FY | 601 | TECH PANEL | FOYER | 207 | 300 | 2 | ER601 | 2 | ER601 | 1 | ER601 | 2 | 2 | ER601 | 2 | ER601 |  |  |  |  | 26
FY | 602 | TECH PANEL | FOYER | 207 | 300 | 2 | ER601 | 2 | ER601 | 1 | ER601 | 2 | 2 | ER601 | 2 | ER601
FY | 621 | SCREEN | FOYER | 207 | 2200 |  |  | 2 | ER601
FY | 622 | SCREEN | FOYER | 207 | 2200 |  |  | 2 | ER601
FY | 623 | SCREEN | FOYER | 207 | 2200 | 1 | ER601 | 2 | ER601
FY | 624 | SCREEN | FOYER | 207 | 2200 | 1 | ER601 | 2 | ER601
FY | 731 | EVENT PANEL | FOYER | 207 | CEILING | 4 | ER601 | [13 empty] | 16
FY | 732 | EVENT PANEL | FOYER | 207 | CEILING | 4 | ER601
FY | 733 | EVENT PANEL | FOYER | 207 | CEILING | 4 | ER601
FY | 734 | EVENT PANEL | FOYER | 207 | CEILING | 4 | ER601
|  | LEVEL | QTY OF CABLES
|  | Level 2 | 326
|  | Total | 326

## Cable ID Analog Audio
| 1 |  |  |  | Cable ID Analog Audio
2
|  |  |  | CABLE TYPE | Belden 1801B/ 1802B/ 1803F /7880A
Cable ID | PANEL ID | F | M | DESCRIPTION | LOCATION | ROOM | AFFL (MM) | Quantity of outlets F | Quantity of outlets M | RACK | Cable ID
A001 | FB201 |  | X | FLOORBOXES | STAGE | G15 | 0 | 2 |  | ER401 | A001 | 1
A002 |  |  | X | [6 empty] | ER401 | A002 | 2
A003 |  | X | [6 empty] | 4 | ER401 | A003 | 3
A004 |  | X | [7 empty] | ER401 | A004 | 4
A005 |  | X | [7 empty] | ER401 | A005 | 5
A006 |  | X | [7 empty] | ER401 | A006 | 6
A007 | FB202 |  | X | FLOORBOXES | STAGE | G15 | 0 | 2 |  | ER401 | A007 | 7
A008 |  |  | X | [6 empty] | ER401 | A008 | 8
A009 |  | X | [6 empty] | 4 | ER401 | A009 | 9
A010 |  | X | [7 empty] | ER401 | A010 | 10
A011 |  | X | [7 empty] | ER401 | A011 | 11
A012 |  | X | [7 empty] | ER401 | A012 | 12
A013 | FB203 |  | X | FLOORBOXES | STAGE | G15 | 0 | 2 |  | ER401 | A013 | 13
A014 |  |  | X | [6 empty] | ER401 | A014 | 14
A015 |  | X | [6 empty] | 4 | ER401 | A015 | 15
A016 |  | X | [7 empty] | ER401 | A016 | 16
A017 |  | X | [7 empty] | ER401 | A017 | 17
A018 |  | X | [7 empty] | ER401 | A018 | 18
A019 | FB204 |  | X | FLOORBOXES | STAGE | G15 | 0 | 2 |  | ER401 | A019 | 19
A020 |  |  | X | [6 empty] | ER401 | A020 | 20
A021 |  | X | [6 empty] | 4 | ER401 | A021 | 21
A022 |  | X | [7 empty] | ER401 | A022 | 22
A023 |  | X | [7 empty] | ER401 | A023 | 23
A024 |  | X | [7 empty] | ER401 | A024 | 24
A025 | FB205 |  | X | FLOORBOXES | STAGE | G15 | 0 | 2 |  | ER401 | A025 | 1
A026 |  |  | X | [6 empty] | ER401 | A026 | 2
A027 |  | X | [6 empty] | 4 | ER401 | A027 | 3
A028 |  | X | [7 empty] | ER401 | A028 | 4
A029 |  | X | [7 empty] | ER401 | A029 | 5
A030 |  | X | [7 empty] | ER401 | A030 | 6
A031 | FB206 |  | X | FLOORBOXES | STAGE | G15 | 0 | 2 |  | ER401 | A031 | 7
A032 |  |  | X | [6 empty] | ER401 | A032 | 8
A033 |  | X | [6 empty] | 4 | ER401 | A033 | 9
A034 |  | X | [7 empty] | ER401 | A034 | 10
A035 |  | X | [7 empty] | ER401 | A035 | 11
A036 |  | X | [7 empty] | ER401 | A036 | 12
A037 | FB207 |  | X | FLOORBOXES | STAGE | G15 | 0 | 2 |  | ER401 | A037 | 13
A038 |  |  | X | [6 empty] | ER401 | A038 | 14
A039 |  | X | [6 empty] | 4 | ER401 | A039 | 15
A040 |  | X | [7 empty] | ER401 | A040 | 16
A041 |  | X | [7 empty] | ER401 | A041 | 17
A042 |  | X | [7 empty] | ER401 | A042 | 18
A043 | FB208 |  | X | FLOORBOXES | STAGE | G15 | 0 | 2 |  | ER401 | A043 | 19
A044 |  |  | X | [6 empty] | ER401 | A044 | 20
A045 |  | X | [6 empty] | 4 | ER401 | A045 | 21
A046 |  | X | [7 empty] | ER401 | A046 | 22
A047 |  | X | [7 empty] | ER401 | A047 | 23
A048 |  | X | [7 empty] | ER401 | A048 | 24
A049 | FB251 |  | X | FLOORBOXES | STAGE | G15 | 0 | 2 |  | ER401 | A049 | 1
A050 |  |  | X | [6 empty] | ER401 | A050 | 2
A051 |  | X | [6 empty] | 4 | ER401 | A051 | 3
A052 |  | X | [7 empty] | ER401 | A052 | 4
A053 |  | X | [7 empty] | ER401 | A053 | 5
A054 |  | X | [7 empty] | ER401 | A054 | 6
A055 | FB252 |  | X | FLOORBOXES | STAGE | G15 | 0 | 2 |  | ER401 | A055 | 7
A056 |  |  | X | [6 empty] | ER401 | A056 | 8
A057 |  | X | [6 empty] | 4 | ER401 | A057 | 9
A058 |  | X | [7 empty] | ER401 | A058 | 10
A059 |  | X | [7 empty] | ER401 | A059 | 11
A060 |  | X | [7 empty] | ER401 | A060 | 12
A061 | FB253 |  | X | FLOORBOXES | STAGE | G15 | 0 | 2 |  | ER401 | A061 | 13
A062 |  |  | X | [6 empty] | ER401 | A062 | 14
A063 |  | X | [6 empty] | 4 | ER401 | A063 | 15
A064 |  | X | [7 empty] | ER401 | A064 | 16
A065 |  | X | [7 empty] | ER401 | A065 | 17
A066 |  | X | [7 empty] | ER401 | A066 | 18
A067 | FB254 |  | X | FLOORBOXES | STAGE | G15 | 0 | 2 |  | ER401 | A067 | 19
A068 |  |  | X | [6 empty] | ER401 | A068 | 20
A069 |  | X | [6 empty] | 4 | ER401 | A069 | 21
A070 |  | X | [7 empty] | ER401 | A070 | 22
A071 |  | X | [7 empty] | ER401 | A071 | 23
A072 |  | X | [7 empty] | ER401 | A072 | 24
A073 | FB255 |  | X | FLOORBOXES | AUDITORIUM | G16 | 0 | 2 |  | ER401 | A073 | 1
A074 |  |  | X | [6 empty] | ER401 | A074 | 2
A075 |  | X | [6 empty] | 4 | ER401 | A075 | 3
A076 |  | X | [7 empty] | ER401 | A076 | 4
A077 |  | X | [7 empty] | ER401 | A077 | 5
A078 |  | X | [7 empty] | ER401 | A078 | 6
A079 | FB256 |  | X | FLOORBOXES | AUDITORIUM | G16 | 0 | 2 |  | ER401 | A079 | 7
A080 |  |  | X | [6 empty] | ER401 | A080 | 8
A081 |  | X | [6 empty] | 4 | ER401 | A081 | 9
A082 |  | X | [7 empty] | ER401 | A082 | 10
A083 |  | X | [7 empty] | ER401 | A083 | 11
A084 |  | X | [7 empty] | ER401 | A084 | 12
A085 | FB257 |  | X | FLOORBOXES | STAGE | G15 | 0 | 2 |  | ER401 | A085 | 13
A086 |  |  | X | [6 empty] | ER401 | A086 | 14
A087 |  | X | [6 empty] | 4 | ER401 | A087 | 15
A088 |  | X | [7 empty] | ER401 | A088 | 16
A089 |  | X | [7 empty] | ER401 | A089 | 17
A090 |  | X | [7 empty] | ER401 | A090 | 18
A091 | FB258 |  | X | FLOORBOXES | STAGE | G15 | 0 | 2 |  | ER401 | A091 | 19
A092 |  |  | X | [6 empty] | ER401 | A092 | 20
A093 |  | X | [6 empty] | 4 | ER401 | A093 | 21
A094 |  | X | [7 empty] | ER401 | A094 | 22
A095 |  | X | [7 empty] | ER401 | A095 | 23
A096 |  | X | [7 empty] | ER401 | A096 | 24
A097 | FB259 |  | X | FLOORBOXES | STAGE | G15 | 0 | 2 |  | ER401 | A097 | 1
A098 |  |  | X | [6 empty] | ER401 | A098 | 2
A099 |  | X | [6 empty] | 4 | ER401 | A099 | 3
A100 |  | X | [7 empty] | ER401 | A100 | 4
A101 |  | X | [7 empty] | ER401 | A101 | 5
A102 |  | X | [7 empty] | ER401 | A102 | 6
A103 | LX801 |  | X | LX BAR | AUDITORIUM | G16 | CEILING | 3 |  | ER401 | A103 | 7
A104 |  |  | X | [6 empty] | ER401 | A104 | 8
A105 |  |  | X | [6 empty] | ER401 | A105 | 9
A106 |  | X | [6 empty] | 3 | ER401 | A106 | 10
A107 |  | X | [7 empty] | ER401 | A107 | 11
A108 |  | X | [7 empty] | ER401 | A108 | 12
A109 | LX802 |  | X | LX BAR | AUDITORIUM | G16 | CEILING | 3 |  | ER401 | A109 | 13
A110 |  |  | X | [6 empty] | ER401 | A110 | 14
A111 |  |  | X | [6 empty] | ER401 | A111 | 15
A112 |  | X | [6 empty] | 3 | ER401 | A112 | 16
A113 |  | X | [7 empty] | ER401 | A113 | 17
A114 |  | X | [7 empty] | ER401 | A114 | 18
A115 | LX803 |  | X | LX BAR | AUDITORIUM | G16 | CEILING | 3 |  | ER401 | A115 | 19
A116 |  |  | X | [6 empty] | ER401 | A116 | 20
A117 |  |  | X | [6 empty] | ER401 | A117 | 21
A118 |  | X | [6 empty] | 3 | ER401 | A118 | 22
A119 |  | X | [7 empty] | ER401 | A119 | 23
A120 |  | X | [7 empty] | ER401 | A120 | 24
A121 | LX804 |  | X | LX BAR | AUDITORIUM | G16 | CEILING | 3 |  | ER401 | A121 | 1
A122 |  |  | X | [6 empty] | ER401 | A122 | 2
A123 |  |  | X | [6 empty] | ER401 | A123 | 3
A124 |  | X | [6 empty] | 3 | ER401 | A124 | 4
A125 |  | X | [7 empty] | ER401 | A125 | 5
A126 |  | X | [7 empty] | ER401 | A126 | 6
A127 | LX851 |  | X | LX BAR (ORCH) | AUDITORIUM | G16 | CEILING | 3 |  | ER401 | A127 | 7
A128 |  |  | X | [6 empty] | ER401 | A128 | 8
A129 |  |  | X | [6 empty] | ER401 | A129 | 9
A130 |  | X | [6 empty] | 3 | ER401 | A130 | 10
A131 |  | X | [7 empty] | ER401 | A131 | 11
A132 |  | X | [7 empty] | ER401 | A132 | 12
A133 | LX861 |  | X | LX BAR | AUDITORIUM | G16 | CEILING | 3 |  | ER401 | A133 | 13
A134 |  |  | X | [6 empty] | ER401 | A134 | 14
A135 |  |  | X | [6 empty] | ER401 | A135 | 15
A136 |  | X | [6 empty] | 3 | ER401 | A136 | 16
A137 |  | X | [7 empty] | ER401 | A137 | 17
A138 |  | X | [7 empty] | ER401 | A138 | 18
A139 | LX862 |  | X | LX BAR | AUDITORIUM | G16 | CEILING | 3 |  | ER401 | A139 | 19
A140 |  |  | X | [6 empty] | ER401 | A140 | 20
A141 |  |  | X | [6 empty] | ER401 | A141 | 21
A142 |  | X | [6 empty] | 3 | ER401 | A142 | 22
A143 |  | X | [7 empty] | ER401 | A143 | 23
A144 |  | X | [7 empty] | ER401 | A144 | 24
A145 | LX863 |  | X | LX BAR | AUDITORIUM | G16 | CEILING | 3 |  | ER401 | A145 | 1
A146 |  |  | X | [6 empty] | ER401 | A146 | 2
A147 |  |  | X | [6 empty] | ER401 | A147 | 3
A148 |  | X | [6 empty] | 3 | ER401 | A148 | 4
A149 |  | X | [7 empty] | ER401 | A149 | 5
A150 |  | X | [7 empty] | ER401 | A150 | 6
A151 | SX851A |  | X | SPEAKER (ARRAY) | AUDITORIUM | G16 | CEILING | 4 |  | ER401 | A151 | 7
A152 |  |  | X | [6 empty] | ER401 | A152 | 8
A153 |  |  | X | [6 empty] | ER401 | A153 | 9
A154 |  |  | X | [6 empty] | ER401 | A154 | 10
A155 | SX851B |  | X | SPEAKER (ARRAY) | AUDITORIUM | G16 | CEILING | 4 |  | ER401 | A155 | 11
A156 |  |  | X | [6 empty] | ER401 | A156 | 12
A157 |  |  | X | [6 empty] | ER401 | A157 | 13
A158 |  |  | X | [6 empty] | ER401 | A158 | 14
A159 | SX451 |  | X | SPEAKER | AUDITORIUM | G16 | CEILING | 2 |  | ER401 | A159 | 15
A160 |  |  | X | [6 empty] | ER401 | A160 | 16
A161 | SX452 |  | X | SPEAKER | AUDITORIUM | G16 | CEILING | 2 |  | ER401 | A161 | 17
A162 |  |  | X | [6 empty] | ER401 | A162 | 18
A163 | SX852 |  | X | SPEAKER | AUDITORIUM | G16 | CEILING | 4 |  | ER401 | A163 | 19
A164 |  |  | X | [6 empty] | ER401 | A164 | 20
A165 |  |  | X | [6 empty] | ER401 | A165 | 21
A166 |  |  | X | [6 empty] | ER401 | A166 | 22
A167 | SX853 |  | X | SPEAKER |  |  | CEILING | 4 |  | ER401 | A167 | 23
A168 |  |  | X | [6 empty] | ER401 | A168 | 24
A169 |  |  | X | [6 empty] | ER401 | A169 | 1
A170 |  |  | X | [6 empty] | ER401 | A170 | 2
A171 | SX854 |  | X | SPEAKER |  |  | CEILING | 4 |  | ER401 | A171 | 3
A172 |  |  | X | [6 empty] | ER401 | A172 | 4
A173 |  |  | X | [6 empty] | ER401 | A173 | 5
A174 |  |  | X | [6 empty] | ER401 | A174 | 6
A175 | SX855A |  | X | SPEAKER (ARRAY) | AUDITORIUM | G16 | CEILING | 4 |  | ER401 | A175 | 7
A176 |  |  | X | [6 empty] | ER401 | A176 | 8
A177 |  |  | X | [6 empty] | ER401 | A177 | 9
A178 |  |  | X | [6 empty] | ER401 | A178 | 10
A179 | SX855B |  | X | SPEAKER (ARRAY) | AUDITORIUM | G16 | CEILING | 4 |  | ER401 | A179 | 11
A180 |  |  | X | [6 empty] | ER401 | A180 | 12
A181 |  |  | X | [6 empty] | ER401 | A181 | 13
A182 |  |  | X | [6 empty] | ER401 | A182 | 14
A183 | TP001 | X |  | TECH PANEL | SUB STAGE | B01 | 300 | 1 |  | ER401 | A183 | 15
A184 |  |  | X | [5 empty] | 1 | ER401 | A184 | 16
A185 | TP002 | X |  | TECH PANEL | SUB STAGE | B01 | 300 | 1 |  | ER401 | A185 | 17
A186 |  |  | X | [5 empty] | 1 | ER401 | A186 | 18
A187 | TP003 | X |  | TECH PANEL (SM Panel) | STAGE | B01 | 300 | 1 |  | ER401 | A187 | 19
A188 |  |  | X | [5 empty] | 1 | ER401 | A188 | 20
A189 | TP201 | X |  | TECH PANEL (SM Panel) | STAGE | G15 | 300 | 1 |  | ER401 | A189 | 21
A190 |  |  | X | [5 empty] | 1 | ER401 | A190 | 22
A191 | TP201A | X |  | TECH PANEL (SM Panel) | STAGE | G15 | 300 | 1 |  | ER401 | A191 | 23
A192 |  |  | X | [5 empty] | 1 | ER401 | A192 | 24
A193 | TP202 | X |  | TECH PANEL (SM Panel) | STAGE | G15 | 300 | 1 |  | ER401 | A193 | 1
A194 |  |  | X |  |  | G15 | 300 |  | 1 | ER401 | A194 | 2
A195 | TP203 | X |  |  |  |  | 300 | 2 |  | ER401 | A195 | 3
A196 |  | X | [7 empty] | ER401 | A196 | 4
A197 |  |  | X | [5 empty] | 2 | ER401 | A197 | 5
A198 |  |  | X | [6 empty] | ER401 | A198 | 6
A199 | TP204 |  | X | TECH PANEL | STAGE | G15 | 300 | 2 |  | ER401 | A199 | 7
A200 |  |  | X | [6 empty] | ER401 | A200 | 8
A201 |  | X | [6 empty] | 2 | ER401 | A201 | 9
A202 |  | X | [7 empty] | ER401 | A202 | 10
A203 | TP251 |  | X | TECH PANEL | STAGE | G15 | 300 | 8 |  | ER401 | A203 | 11
A204 |  |  | X | [6 empty] | ER401 | A204 | 12
A205 |  |  | X | [6 empty] | ER401 | A205 | 13
A206 |  |  | X | [6 empty] | ER401 | A206 | 14
A207 |  |  | X | [6 empty] | ER401 | A207 | 15
A208 |  |  | X | [6 empty] | ER401 | A208 | 16
A209 |  |  | X | [6 empty] | ER401 | A209 | 17
A210 |  |  | X | [6 empty] | ER401 | A210 | 18
A211 |  | X | [6 empty] | 2 | ER401 | A211 | 19
A212 |  | X | [7 empty] | ER401 | A212 | 20
A213 | TP252 |  | X | TECH PANEL | STAGE | G15 | 300 | 8 |  | ER401 | A213 | 21
A214 |  |  | X | [6 empty] | ER401 | A214 | 22
A215 |  |  | X | [6 empty] | ER401 | A215 | 23
A216 |  |  | X | [6 empty] | ER401 | A216 | 24
A217 |  |  | X | [6 empty] | ER401 | A217 | 1
A218 |  |  | X | [6 empty] | ER401 | A218 | 2
A219 |  |  | X | [6 empty] | ER401 | A219 | 3
A220 |  |  | X | [6 empty] | ER401 | A220 | 4
A221 |  | X | [6 empty] | 2 | ER401 | A221 | 5
A222 |  | X | [7 empty] | ER401 | A222 | 6
A223 | TP601 |  | X | TECH PANEL | TECH (GALLERY) | 219 | 300 | 2 |  | ER401 | A223 | 7
A224 |  |  | X | [6 empty] | ER401 | A224 | 8
A225 |  | X | [6 empty] | 2 | ER401 | A225 | 9
A226 |  | X | [7 empty] | ER401 | A226 | 10
A227 | TP602 |  | X | TECH PANEL | TECH (GALLERY) | 219 | 300 | 2 |  | ER401 | A227 | 11
A228 |  |  | X | [6 empty] | ER401 | A228 | 12
A229 |  | X | [6 empty] | 2 | ER401 | A229 | 13
A230 |  | X | [7 empty] | ER401 | A230 | 14
A231 | TP603 |  | X | TECH PANEL | TECH (GALLERY) | 219 | 300 | 2 |  | ER401 | A231 | 15
A232 |  |  | X | [6 empty] | ER401 | A232 | 16
A233 |  | X | [6 empty] | 2 | ER401 | A233 | 17
A234 |  | X | [7 empty] | ER401 | A234 | 18
A235 | TP604 |  | X | TECH PANEL | TECH (GALLERY) | 219 | 300 | 2 |  | ER401 | A235 | 19
A236 |  |  | X | [6 empty] | ER401 | A236 | 20
A237 |  | X | [6 empty] | 2 | ER401 | A237 | 21
A238 |  | X | [7 empty] | ER401 | A238 | 22
A239 | TP851 |  | X | TECH PANEL | CABLE NET |  | 300 | 1 |  | ER401 | A239 | 23
A240 |  | X | [6 empty] | 1 | ER401 | A240 | 24
A241 | TP852 |  | X | TECH PANEL | CABLE NET |  | 300 | 1 |  | ER401 | A241 | 1
A242 |  | X | [6 empty] | 1 | ER401 | A242 | 2
A243 | TP853 |  | X | TECH PANEL | CABLE NET |  | 300 | 1 |  | ER401 | A243 | 3
A244 |  | X | [6 empty] | 1 | ER401 | A244 | 4
A245 | TP854 |  | X | TECH PANEL | CABLE NET |  | 300 | 1 |  | ER401 | A245 | 5
A246 |  | X | [6 empty] | 1 | ER401 | A246 | 6
A247 | BS217 | X |  | TECH PANEL | WORKSHOP 35 |  | 1200 | 2 |  | ER401 | A247 | 7
A248 |  | X | [7 empty] | ER401 | A248 | 8
A249 |  |  | X | [5 empty] | 2 | ER401 | A249 | 9
A250 |  |  | X | [6 empty] | ER401 | A250 | 10
A251 | BS218 | X |  | TECH PANEL | WORKSHOP G35 |  | 1200 | 2 |  | ER401 | A251 | 11
A252 |  | X | [7 empty] | ER401 | A252 | 12
A253 |  |  | X | [5 empty] | 2 | ER401 | A253 | 13
A254 |  |  | X | [6 empty] | ER401 | A254 | 14
A255 | AV851 | X |  | SHOW RELAY MICROPHONE | AUDITORIUM | G16 | ON ORCH BAR |  | 1 | ER401 | A255 | 15
A256 |  |  | X | TECH PANEL | CONFERENCE 1 | 206 | 300 | 8 |  | EN601 | A256 | 16
A257 | CN611 |  | X | [6 empty] | EN601 | A257 | 17
A258 |  |  | X | [6 empty] | EN601 | A258 | 18
A259 |  |  | X | [6 empty] | EN601 | A259 | 19
A260 |  |  | X | [6 empty] | EN601 | A260 | 20
A261 |  |  | X | [6 empty] | EN601 | A261 | 21
A262 |  |  | X | [6 empty] | EN601 | A262 | 22
A263 |  |  | X | [6 empty] | EN601 | A263 | 23
A264 |  | X | [6 empty] | 8 | EN601 | A264 | 24
A265 |  | X | [7 empty] | EN601 | A265 | 1
A266 |  | X | [7 empty] | EN601 | A266 | 2
A267 |  | X | [7 empty] | EN601 | A267 | 3
A268 |  | X | [7 empty] | EN601 | A268 | 4
A269 |  | X | [7 empty] | EN601 | A269 | 5
A270 |  | X | [7 empty] | EN601 | A270 | 6
A271 |  | X | [7 empty] | EN601 | A271 | 7
A272 |  |  | X | TECH PANEL | CONFERENCE 1 | 206 | 0 | 8 |  | EN601 | A272 | 8
A273 | CN612 |  | X | [6 empty] | EN601 | A273 | 9
A274 |  |  | X | [6 empty] | EN601 | A274 | 10
A275 |  |  | X | [6 empty] | EN601 | A275 | 11
A276 |  |  | X | [6 empty] | EN601 | A276 | 12
A277 |  |  | X | [6 empty] | EN601 | A277 | 13
A278 |  |  | X | [6 empty] | EN601 | A278 | 14
A279 |  |  | X | [6 empty] | EN601 | A279 | 15
A280 |  | X | [6 empty] | 8 | EN601 | A280 | 16
A281 |  | X | [7 empty] | EN601 | A281 | 17
A282 |  | X | [7 empty] | EN601 | A282 | 18
A283 |  | X | [7 empty] | EN601 | A283 | 19
A284 |  | X | [7 empty] | EN601 | A284 | 20
A285 |  | X | [7 empty] | EN601 | A285 | 21
A286 |  | X | [7 empty] | EN601 | A286 | 22
A287 |  | X | [7 empty] | EN601 | A287 | 23
A288 |  |  | X | TECH PANEL | CONFERENCE 2 | 205 | 0 | 8 |  | EN601 | A288 | 24
A289 | CN661 |  | X | [6 empty] | EN601 | A289 | 1
A290 |  |  | X | [6 empty] | EN601 | A290 | 2
A291 |  |  | X | [6 empty] | EN601 | A291 | 3
A292 |  |  | X | [6 empty] | EN601 | A292 | 4
A293 |  |  | X | [6 empty] | EN601 | A293 | 5
A294 |  |  | X | [6 empty] | EN601 | A294 | 6
A295 |  |  | X | [6 empty] | EN601 | A295 | 7
A296 |  | X | [6 empty] | 8 | EN601 | A296 | 8
A297 |  | X | [7 empty] | EN601 | A297 | 9
A298 |  | X | [7 empty] | EN601 | A298 | 10
A299 |  | X | [7 empty] | ER601 | A299 | 11
A300 |  | X | [7 empty] | ER601 | A300 | 12
A301 |  | X | [7 empty] | ER601 | A301 | 13
A302 |  | X | [7 empty] | ER601 | A302 | 14
A303 |  | X | [7 empty] | ER601 | A303 | 15
A304 | CN662 |  | X | TECH PANEL | CONFERENCE 2 | 205 | 0 | 8 |  | ER601 | A304 | 16
A305 |  |  | X | [6 empty] | ER601 | A305 | 17
A306 |  |  | X | [6 empty] | ER601 | A306 | 18
A307 |  |  | X | [6 empty] | ER601 | A307 | 19
A308 |  |  | X | [6 empty] | ER601 | A308 | 20
A309 |  |  | X | [6 empty] | ER601 | A309 | 21
A310 |  |  | X | [6 empty] | ER601 | A310 | 22
A311 |  |  | X | [6 empty] | ER601 | A311 | 23
A312 |  | X | [6 empty] | 8 | ER601 | A312 | 24
A313 |  | X | [7 empty] | ER601 | A313 | 1
A314 |  | X | [7 empty] | ER601 | A314 | 2
A315 |  | X | [7 empty] | ER601 | A315 | 3
A316 |  | X | [7 empty] | ER601 | A316 | 4
A317 |  | X | [7 empty] | ER601 | A317 | 5
A318 |  | X | [7 empty] | ER601 | A318 | 6
A319 |  | X | [7 empty] | ER601 | A319 | 7
A320 | CN758 | X |  | LIGHTING |  |  | 300 |  | 1 | ER601 | A320 | 8
A321 | CN708 | X |  | LIGHTING |  |  | 300 |  | 1 | ER601 | A321 | 9
A322 | CN711 | X |  | SPEAKER POINT |  |  | 300 |  | 1 | ER601 | A322 | 10
A323 | CN712 | X |  | SPEAKER POINT |  |  | 300 |  | 1 | ER601 | A323 | 11
A324 | CN713 | X |  | SPEAKER POINT |  |  | 300 |  | 1 | ER601 | A324 | 12
A325 | CN714 | X |  | SPEAKER POINT |  |  | 300 |  | 1 | ER601 | A325 | 13
A326 | CN761 | X |  | SPEAKER POINT |  |  | 300 |  | 1 | ER601 | A326 | 14
A327 | CN762 | X |  | SPEAKER POINT |  |  | 300 |  | 1 | ER601 | A327 | 15
A328 | CN763 | X |  | SPEAKER POINT |  |  | 300 |  | 1 | ER601 | A328 | 16
A329 | CN764 | X |  | SPEAKER POINT | REHEARSAL | 203 | 300 |  | 1 | ER601 | A329 | 17
A330 | RH611 |  | X |  |  |  |  | 8 |  | ER601 | A330 | 18
A331 |  |  | X | [6 empty] | ER601 | A331 | 19
A332 |  |  | X | [6 empty] | ER601 | A332 | 20
A333 |  |  | X | [6 empty] | ER601 | A333 | 21
A334 |  |  | X | [6 empty] | ER601 | A334 | 22
A335 |  |  | X | [6 empty] | ER601 | A335 | 23
A336 |  |  | X | [6 empty] | ER601 | A336 | 24
A337 |  |  | X | [6 empty] | ER601 | A337 | 1
A338 |  | X | [6 empty] | 8 | ER601 | A338 | 2
A339 |  | X | [7 empty] | ER601 | A339 | 3
A340 |  | X | [7 empty] | ER601 | A340 | 4
A341 |  | X | [7 empty] | ER601 | A341 | 5
A342 |  | X | [7 empty] | ER601 | A342 | 6
A343 |  | X | [7 empty] | ER601 | A343 | 7
A344 |  | X | [7 empty] | ER601 | A344 | 8
A345 |  | X | [7 empty] | ER601 | A345 | 9
A346 |  |  | X | TECH PANEL | REHEARSAL | 203 | 300 | 8 |  | ER601 | A346 | 10
A347 | RH612 |  | X | [6 empty] | ER601 | A347 | 11
A348 |  |  | X | [6 empty] | ER601 | A348 | 12
A349 |  |  | X | [6 empty] | ER601 | A349 | 13
A350 |  |  | X | [6 empty] | ER601 | A350 | 14
A351 |  |  | X | [6 empty] | ER601 | A351 | 15
A352 |  |  | X | [6 empty] | ER601 | A352 | 16
A353 |  |  | X | [6 empty] | ER601 | A353 | 17
A354 |  | X | [6 empty] | 8 | ER601 | A354 | 18
A355 |  | X | [7 empty] | ER601 | A355 | 19
A356 |  | X | [7 empty] | ER601 | A356 | 20
A357 |  | X | [7 empty] | ER601 | A357 | 21
A358 |  | X | [7 empty] | ER601 | A358 | 22
A359 |  | X | [7 empty] | ER601 | A359 | 23
A360 |  | X | [7 empty] | ER601 | A360 | 24
A361 |  | X | [7 empty] | ER601 | A361 | 1
A362 |  |  | X | TECH PANEL | REHEARSAL | 203 | 0 | 8 |  | ER601 | A362 | 2
A363 | RH613 |  | X | [6 empty] | ER601 | A363 | 3
A364 |  |  | X | [6 empty] | ER601 | A364 | 4
A365 |  |  | X | [6 empty] | ER601 | A365 | 5
A366 |  |  | X | [6 empty] | ER601 | A366 | 6
A367 |  |  | X | [6 empty] | ER601 | A367 | 7
A368 |  |  | X | [6 empty] | ER601 | A368 | 8
A369 |  |  | X | [6 empty] | ER601 | A369 | 9
A370 |  | X | [6 empty] | 8 | ER601 | A370 | 10
A371 |  | X | [7 empty] | ER601 | A371 | 11
A372 |  | X | [7 empty] | ER601 | A372 | 12
A373 |  | X | [7 empty] | ER601 | A373 | 13
A374 |  | X | [7 empty] | ER601 | A374 | 14
A375 |  | X | [7 empty] | ER601 | A375 | 15
A376 |  | X | [7 empty] | ER601 | A376 | 16
A377 |  | X | [7 empty] | ER601 | A377 | 17
A378 | CN708 | X |  | LIGHTING | CONFERENCE 1 | 206 | PIPE GRID |  | 1 | ER601 | A378 | 18
A379 | CN711 | X |  | SPEAKER POINT | CONFERENCE 1 | 206 | PIPE GRID |  | 1 | ER601 | A379 | 19
A380 | CN712 | X |  | SPEAKER POINT | CONFERENCE 1 | 206 | PIPE GRID |  | 1 | ER601 | A380 | 20
A381 | CN713 | X |  | SPEAKER POINT | CONFERENCE 1 | 206 | PIPE GRID |  | 1 | ER601 | A381 | 21
A382 | CN714 | X |  | SPEAKER POINT | CONFERENCE 2 | 205 | PIPE GRID |  | 1 | ER601 | A382 | 22
A383 | CN758 | X |  | LIGHTING | CONFERENCE 2 | 205 | PIPE GRID |  | 1 | ER601 | A383 | 23
A384 | CN761 | X |  | SPEAKER POINT | CONFERENCE 2 | 205 | PIPE GRID |  | 1 | ER601 | A384 | 24
A385 | CN762 | X |  | SPEAKER POINT | CONFERENCE 2 | 205 | PIPE GRID |  | 1 | ER601 | A385 | 1
A386 | CN763 | X |  | SPEAKER POINT | CONFERENCE 2 | 205 | PIPE GRID |  | 1 | ER601 | A386 | 2
A387 | CN764 | X |  | SPEAKER POINT | CONFERENCE 2 | 204 | CEILING |  | 1 | ER601 | A387 | 3
A388 | BR701 | X |  | LIGHTING | BREAK OUT | 204 | CEILING |  | 2 | ER601 | A388 | 4
A389 |  | X | [7 empty] | ER601 | A389 | 5
A390 | BR704 | X |  | LIGHTING | BREAK OUT | 204 | CEILING |  | 2 | ER601 | A390 | 6
A391 |  | X | [7 empty] | ER601 | A391 | 7
A392 | RH708 | X |  | SPEAKER POINT | REHEARSAL | 203 | PIPE GRID |  | 1 | ER601 | A392 | 8
A393 | RH711 | X |  | SPEAKER POINT | REHEARSAL | 203 | PIPE GRID |  | 1 | ER601 | A393 | 9
A394 | RH712 | X |  | SPEAKER POINT | REHEARSAL | 203 | PIPE GRID |  | 1 | ER601 | A394 | 10
A395 | RH713 | X |  | SPEAKER POINT | REHEARSAL | 203 | PIPE GRID |  | 1 | ER601 | A395 | 11
A396 | RH714 |  |  | TECH PANEL | FOYER | 207 | 300 |  | 1 | ER601 | A396 | 12
A397 | FY601 |  | X | TECH PANEL |  |  |  | 2 |  | ER601 | A397 | 13
A398 |  |  | X | [6 empty] | ER601 | A398 | 14
A399 |  | X | [6 empty] | 2 | ER601 | A399 | 15
A400 |  | X | [7 empty] | ER601 | A400 | 16
A401 | FY201 |  | X | TECH PANEL | FUNCTION/FOYER | G01 | 0 | 2 |  | ER211 | A401 | 17
A402 |  |  | X | [6 empty] | ER211 | A402 | 18
A403 |  | X | [6 empty] | 2 | ER211 | A403 | 19
A404 |  | X | [7 empty] | ER211 | A404 | 20
A405 | FY202 |  | X | TECH PANEL | FUNCTION/FOYER | G01 | 300 | 2 |  | ER211 | A405 | 21
A406 |  |  | X | [6 empty] | ER211 | A406 | 22
A407 |  | X | [6 empty] | 2 | ER211 | A407 | 23
A408 |  | X | [7 empty] | ER211 | A408 | 24
A409 | FY211 |  | X | TECH PANEL | FUNCTION/FOYER | G01 | 0 | 2 |  | ER211 | A409 | 1
A410 |  |  | X | [6 empty] | ER211 | A410 | 2
A411 |  | X | [6 empty] | 4 | ER211 | A411 | 3
A412 |  | X | [7 empty] | ER211 | A412 | 4
A413 |  | X | [7 empty] | ER211 | A413 | 5
A414 |  | X | [7 empty] | ER211 | A414 | 6
A415 | FY213 |  | X | TECH PANEL | FUNCTION/FOYER | G01 | 0 | 2 |  | ER211 | A415 | 7
A416 |  |  | X | [6 empty] | ER211 | A416 | 8
A417 |  | X | [6 empty] | 4 | ER211 | A417 | 9
A418 |  | X | [7 empty] | ER211 | A418 | 10
A419 |  | X | [7 empty] | ER211 | A419 | 11
A420 |  | X | [7 empty] | ER211 | A420 | 12
| FY214 |  | X | TECH PANEL | FUNCTION/FOYER | G01 | 0 | 2 |  | ER211 |  | 13
|  |  | X | [6 empty] | ER211 |  | 14
[10 empty] | ER211 |  | 15
[10 empty] | ER211 |  | 16
|  | X | [6 empty] | 4 | ER211 |  | 17
|  | X | [7 empty] | ER211 |  | 18
|  | X | [7 empty] | ER211 |  | 19
|  | X | [7 empty] | ER211 |  | 20
A421 | FY401 |  | X | TECH PANEL | FOYER | 113 | 0 | 2 |  | ER211 | A421 | 21
A422 |  |  | X | [6 empty] | ER211 | A422 | 22
A423 | FY401 | X |  | TECH PANEL | FOYER | 113 | 0 |  | 2 | ER211 | A423 | 23
A424 |  | X | [7 empty] | ER211 | A424 | 24
A425 | FY402 |  | X | TECH PANEL | FOYER | 113 | 300 | 2 |  | ER211 | A425 | 1
A426 |  |  | X | [6 empty] | ER211 | A426 | 2
A427 | FY402 | X |  | TECH PANEL | FOYER | 113 | 300 |  | 2 | ER211 | A427 | 3
A428 |  | X | [7 empty] | ER211 | A428 | 4
| FY403 |  | X | TECH PANEL | FOYER | 113 | 0 | 2 |  | ER211 |  | 5
|  |  | X | [6 empty] | ER211 |  | 6
| FY403 |  |  | TECH PANEL | FOYER | 113 | 0 |  | 2 | ER211 |  | 7
[10 empty] | ER491 |  | 8
A429 | CR251 |  | X | CONTROL FLOORBOX | AUDITORIUM | G16 | 0 | 16 |  | ER491 | A429 | 9
A430 |  |  | X | [6 empty] | ER491 | A430 | 10
A431 |  |  | X | [6 empty] | ER491 | A431 | 11
A432 |  |  | X | [6 empty] | ER491 | A432 | 12
A433 |  |  | X | [6 empty] | ER491 | A433 | 13
A434 |  |  | X | [6 empty] | ER491 | A434 | 14
A435 |  |  | X | [6 empty] | ER491 | A435 | 15
A436 |  |  | X | [6 empty] | ER491 | A436 | 16
A437 |  |  | X | [6 empty] | ER491 | A437 | 17
A438 |  |  | X | [6 empty] | ER491 | A438 | 18
A439 |  |  | X | [6 empty] | ER491 | A439 | 19
A440 |  |  | X | [6 empty] | ER491 | A440 | 20
A441 |  |  | X | [6 empty] | ER491 | A441 | 21
A442 |  |  | X | [6 empty] | ER491 | A442 | 22
A443 |  |  | X | [6 empty] | ER491 | A443 | 23
A444 |  |  | X | [6 empty] | ER491 | A444 | 24
A445 | CR251 | X |  | CONTROL FLOORBOX | AUDITORIUM | G16 | 0 |  | 8 | ER491 | A445 | 1
A446 |  | X | [7 empty] | ER491 | A446 | 2
A447 |  | X | [7 empty] | ER491 | A447 | 3
A448 |  | X | [7 empty] | ER491 | A448 | 4
A449 |  | X | [7 empty] | ER491 | A449 | 5
A450 |  | X | [7 empty] | ER491 | A450 | 6
A451 |  | X | [7 empty] | ER491 | A451 | 7
A452 |  | X | [7 empty] | ER491 | A452 | 8
A453 | CR451 |  | X | AUDITORIUM CONTROL | AUDITORIUM | G16 | IN RISER | 16 |  | ER491 | A453 | 9
A454 |  |  | X | [6 empty] | ER491 | A454 | 10
A455 |  |  | X | [6 empty] | ER491 | A455 | 11
A456 |  |  | X | [6 empty] | ER491 | A456 | 12
A457 |  |  | X | [6 empty] | ER491 | A457 | 13
A458 |  |  | X | [6 empty] | ER491 | A458 | 14
A459 |  |  | X | [6 empty] | ER491 | A459 | 15
A460 |  |  | X | [6 empty] | ER491 | A460 | 16
A461 |  |  | X | [6 empty] | ER491 | A461 | 17
A462 |  |  | X | [6 empty] | ER491 | A462 | 18
A463 |  |  | X | [6 empty] | ER491 | A463 | 19
A464 |  |  | X | [6 empty] | ER491 | A464 | 20
A465 |  |  | X | [6 empty] | ER491 | A465 | 21
A466 |  |  | X | [6 empty] | ER491 | A466 | 22
A467 |  |  | X | [6 empty] | ER491 | A467 | 23
A468 |  |  | X | [6 empty] | ER491 | A468 | 24
A469 |  | X | [6 empty] | 8 | ER491 | A469 | 1
A470 |  | X | [7 empty] | ER491 | A470 | 2
A471 |  | X | [7 empty] | ER491 | A471 | 3
A472 |  | X | [7 empty] | ER491 | A472 | 4
A473 |  | X | [7 empty] | ER491 | A473 | 5
A474 |  | X | [7 empty] | ER491 | A474 | 6
A475 |  | X | [7 empty] | ER491 | A475 | 7
A476 |  | X | [7 empty] | ER491 | A476 | 8
A477 | CR492 |  | X | AUDIO CONTROL | CONTROL ROOM |  | 500 | 16 |  | ER491 | A477 | 9
A478 |  |  | X | [6 empty] | ER491 | A478 | 10
A479 |  |  | X | [6 empty] | ER491 | A479 | 11
A480 |  |  | X | [6 empty] | ER491 | A480 | 12
A481 |  |  | X | [6 empty] | ER491 | A481 | 13
A482 |  |  | X | [6 empty] | ER491 | A482 | 14
A483 |  |  | X | [6 empty] | ER491 | A483 | 15
A484 |  |  | X | [6 empty] | ER491 | A484 | 16
A485 |  |  | X | [6 empty] | ER491 | A485 | 17
A486 |  |  | X | [6 empty] | ER491 | A486 | 18
A487 |  |  | X | [6 empty] | ER491 | A487 | 19
A488 |  |  | X | [6 empty] | ER491 | A488 | 20
A489 |  |  | X | [6 empty] | ER491 | A489 | 21
A490 |  |  | X | [6 empty] | ER491 | A490 | 22
A491 |  |  | X | [6 empty] | ER491 | A491 | 23
A492 |  |  | X | [6 empty] | ER491 | A492 | 24
A493 |  | X | [6 empty] | 8 | ER491 | A493 | 1
A494 |  | X | [7 empty] | ER491 | A494 | 2
A495 |  | X | [7 empty] | ER491 | A495 | 3
A496 |  | X | [7 empty] | ER491 | A496 | 4
A497 |  | X | [7 empty] | ER491 | A497 | 5
A498 |  | X | [7 empty] | ER491 | A498 | 6
A499 |  | X | [7 empty] | ER491 | A499 | 7
A500 |  | X | [7 empty] | ER491 | A500 | 8
A501 | CR493 |  | X | AV CONTROL | CONTROL ROOM |  | 500 | 2 |  | ER491 | A501 | 9
A502 |  |  | X | [6 empty] | ER491 | A502 | 10
A503 |  | X | [6 empty] | 2 | ER491 | A503 | 11
A504 |  | X | [7 empty] | ER491 | A504 | 12

## Cable ID AV CONTROL DATA
|  |  | Cable ID AV CONTROL DATA |  |  |  | Rev | B
Notes
|  | CABLE TYPE | Cat 6A S/FTP R&M R305649
Cable ID | PANEL ID | DESCRIPTION | LOCATION | ROOM | AFFL (MM) | Quantity of outlets | To/from | Cable ID | Keystone
AVC001 | AV202 | AVCONTROL PANEL | STAGE | G15 | 1100 | 1 | ER401 | AVC001 | 1
AVC002 | AV451 | PROJECTOR | AUDITORIUM | G16 | SOFFIT | 1 | ER401 | AVC002 | 2
AVC003 | AV801 | PROJECTION SCREEN | STAGE | G15 | ON BAR | 1 | ER401 | AVC003 | 3
AVC004 | CR251 | CONTROL FLOORBOX | AUDITORIUM | G16 | 0 | 2 | ER401 | AVC004 | 4
AVC005 | [7 empty] | AVC005 | 5
AVC006 | TP201 | TECH PANEL (SM Panel) | STAGE | G15 | 300 | 2 | ER401 | AVC006 | 6
AVC007 | [7 empty] | AVC007 | 7
AVC008 | TP201A | TECH PANEL (SM Panel) | PERF LOCK | G23 | 300 | 2 | ER401 | AVC008 | 8
AVC009 | [7 empty] | AVC009 | 9
AVC010 | TP202 | TECH PANEL (SM Panel) | STAGE | G15 | 300 | 2 | ER401 | AVC010 | 10
AVC011 | [7 empty] | AVC011 | 11
AVC012 | BS201 | SCREEN | PRINC. DR. RM. 1 | G26 | 2000 | 1 | ER401 | AVC012 | 12
AVC013 | BS202 | VOL CTRL | PRINC. DR. RM. 1 | G26 | 1200 | 1 | ER401 | AVC013 | 13
AVC014 | BS203 | SCREEN | MULTI-PURPOSE RM/GREE | G32 | 2000 | 1 | ER401 | AVC014 | 14
AVC015 | BS204 | VOL CTRL | MULTI-PURPOSE RM/GREE | G32 | 1200 | 1 | ER401 | AVC015 | 15
AVC016 | BS205 | SCREEN | DR. RM. | G39 | 2000 | 1 | ER401 | AVC016 | 16
AVC017 | BS206 | VOL CTRL |  | G39 | 1200 | 1 | ER401 | AVC017 | 17
AVC018 | BS207 | SCREEN | DR. RM. | G29 | 2000 | 1 | ER401 | AVC018 | 18
AVC019 | BS208 | VOL CTRL | DR. RM. | G29 | 1200 | 1 | ER401 | AVC019 | 19
AVC020 | BS209 | SCREEN | PRINC. DR. RM. 2 | G20 | 2000 | 1 | ER401 | AVC020 | 20
AVC021 | BS210 | VOL CTRL | PRINC. DR. RM. 2 | G20 | 1200 | 1 | ER401 | AVC021 | 21
AVC022 | BS211 | SCREEN | STAGE DOOR | G41 | 2000 | 1 | ER401 | AVC022 | 22
AVC023 | BS212 | VOL CTRL | STAGE DOOR | G41 | 1200 | 1 | ER401 | AVC023 | 23
AVC024 | BS213 | SCREEN | LOBBY | G44 | 2000 | 1 | ER401 | AVC024 | 24
AVC025 | BS214 | SCREEN | SCENE DOCK | G24 | 2500 | 1 | ER401 | AVC025 | 1
AVC026 | BS215 | SCREEN | WORKSHOP | G35 | 2000 | 1 | ER401 | AVC026 | 2
AVC027 | BS216 | VOL CTRL | WORKSHOP | G35 | 1200 | 1 | ER401 | AVC027 | 3
AVC028 | BS217 | TECH PANEL | WORKSHOP | G35 | 1200 | 1 | ER401 | AVC028 | 4
AVC029 | BS401 | SCREEN | VENUE MAN. OFFICE | 102 | 2000 | 1 | ER401 | AVC029 | 5
AVC030 | BS402 | TECH PANEL | VENUE MAN. OFFICE | 102 | 1100 | 1 | ER401 | AVC030 | 6
AVC031 | BS601 | VOL CTRL | GUEST DRESS ROOM | 212 | 1200 | 1 | ER401 | AVC031 | 7
AVC032 | [7 empty] | AVC032 | 8
AVC033 | [7 empty] | AVC033 | 9
AVC034 | [7 empty] | AVC034 | 10
AVC035 | [7 empty] | AVC035 | 11
AVC036 | [7 empty] | AVC036 | 12
AVC037 | [7 empty] | AVC037 | 13
AVC038 | [7 empty] | AVC038 | 14
AVC039 | [7 empty] | AVC039 | 15
AVC040 | [7 empty] | AVC040 | 16
AVC041 | [7 empty] | AVC041 | 17
AVC042 | [7 empty] | AVC042 | 18
AVC043 | [7 empty] | AVC043 | 19
AVC044 | [7 empty] | AVC044 | 20
AVC045 | [7 empty] | AVC045 | 21
AVC046 | [7 empty] | AVC046 | 22
AVC047 | FY402 | TECH PANEL | FOYER |  |  |  |  | AVC047 | 23
AVC048 | AV401 | TECH PANEL | FOYER |  |  | 1 | ER211 | AVC048 | 24
AVC049 | FY403 | TECH PANEL | FOYER | 113 | 0 | 1 | ER211 | AVC049 | 1
AVC050 | RH601 | AV CONTROL | REHEARSAL | 203 | 1100 | 1 | EN601 | AVC050 | 2
AVC051 | CN601 | AV CONTROL | CONFERENCE 1 | 206 | 1100 | 1 | ER601 | AVC051 | 3
AVC052 | CN651 | AV CONTROL | CONFERENCE 2 | 205 | 1100 | 1 | ER601 | AVC052 | 4
AVC053 | CN721A | PROJECTOR | CONFERENCE 1 | 206 | PIPE GRID | 1 | ER601 | AVC053 | 5
AVC054 | CN721B | PROJECTOR | CONFERENCE 1 | 206 | PIPE GRID | 1 | ER601 | AVC054 | 6
AVC055 | CN722 | PROJECTION SCREEN | CONFERENCE 1 | 206 | PIPE GRID | 1 | ER601 | AVC055 | 7
AVC056 | CN723 | PROJECTION SCREEN | CONFERENCE 1 | 206 | PIPE GRID | 1 | ER601 | AVC056 | 8
AVC057 | CN724 | PROJECTION SCREEN | CONFERENCE 1 | 206 | PIPE GRID | 1 | ER601 | AVC057 | 9
AVC058 | CN771A | PROJECTOR | CONFERENCE 2 | 205 | PIPE GRID | 1 | ER601 | AVC058 | 10
AVC059 | CN771B | PROJECTOR | CONFERENCE 2 | 205 | PIPE GRID | 1 | ER601 | AVC059 | 11
AVC060 | CN772 | PROJECTION SCREEN | CONFERENCE 2 | 205 | PIPE GRID | 1 | ER601 | AVC060 | 12
AVC061 | CN773 | PROJECTION SCREEN | CONFERENCE 2 | 205 | PIPE GRID | 1 | ER601 | AVC061 | 13
AVC062 | CN774 | PROJECTION SCREEN | CONFERENCE 2 | 205 | PIPE GRID | 1 | ER601 | AVC062 | 14
AVC063 | RH731A | PROJECTOR | REHEARSAL | 203 | PIPE GRID | 1 | ER601 | AVC063 | 15
AVC064 | RH731B | PROJECTOR | REHEARSAL | 203 | PIPE GRID | 1 | ER601 | AVC064 | 16
AVC065 | RH732 | PROJECTION SCREEN | REHEARSAL | 203 | PIPE GRID | 1 | ER601 | AVC065 | 17
AVC066 | RH733 | PROJECTION SCREEN | REHEARSAL | 203 | PIPE GRID | 1 | ER601 | AVC066 | 18
AVC067 | RH734 | PROJECTION SCREEN | REHEARSAL | 203 | PIPE GRID | 1 | ER601 | AVC067 | 19
AVC068 | FY601 | TECH PANEL | FOYER | 207 | 300 | 1 | ER601 | AVC068 | 20
AVC069 | FY602 | TECH PANEL | FOYER | 207 | 300 | 1 | ER601 | AVC069 | 21
AVC070 | FY231 | HOUSE MANAGER | FOYER |  | 1100 | 1 | ER601 | AVC070 | 22
AVC071 | FY201 | TECH PANEL | FOYER |  | 0 | 2 | ER601 | AVC071 | 23
AVC072 | " | [5 empty] | ER601 | AVC072 | 24
AVC073 | FY202 | TECH PANEL | FOYER |  | 300 | 2 | ER601 | AVC073 | 25
AVC074 | " | [5 empty] | ER601 | AVC074 | 26
AVC075 | FY211 | FLOOR BOX | FOYER |  | 0 | 1 | ER211 | AVC075 | 27
AVC076 | FY213 | FLOOR BOX | FOYER |  | 0 | 1 | ER211 | AVC076 | 28

## Cable ID Dante
|  |  | Cable ID Dante |  |  |  | Rev | B
Notes
|  | CABLE TYPE | Cat 6A S/FTP R&M R305649
Cable ID | PANEL ID | DESCRIPTION | LOCATION | ROOM | AFFL (MM) | Quantity of outlets | To/from | Cable ID | Keystone
DA001 | FB201 | FLOORBOXES | STAGE | G15 | 0 | 2 | ER401 | DA001 | 1
DA002 | [6 empty] | ER401 | DA002 | 2
DA003 | FB202 | FLOORBOXES | STAGE | G15 | 0 | 2 | ER401 | DA003 | 3
DA004 | [6 empty] | ER401 | DA004 | 4
DA005 | FB203 | FLOORBOXES | STAGE | G15 | 0 | 2 | ER401 | DA005 | 5
DA006 | [6 empty] | ER401 | DA006 | 6
DA007 | FB204 | FLOORBOXES | STAGE | G15 | 0 | 2 | ER401 | DA007 | 7
DA008 | [6 empty] | ER401 | DA008 | 8
DA009 | FB205 | FLOORBOXES | STAGE | G15 | 0 | 2 | ER401 | DA009 | 9
DA010 | [6 empty] | ER401 | DA010 | 10
DA011 | FB206 | FLOORBOXES | STAGE | G15 | 0 | 2 | ER401 | DA011 | 11
DA012 | [6 empty] | ER401 | DA012 | 12
DA013 | FB207 | FLOORBOXES | STAGE | G15 | 0 | 2 | ER401 | DA013 | 13
DA014 | [6 empty] | ER401 | DA014 | 14
DA015 | FB208 | FLOORBOXES | STAGE | G15 | 0 | 2 | ER401 | DA015 | 15
DA016 | [6 empty] | ER401 | DA016 | 16
DA017 | FB251 | FLOORBOXES | AUDITORIUM | G16 | 0 | 2 | ER401 | DA017 | 17
DA018 | [6 empty] | ER401 | DA018 | 18
DA019 | FB252 | FLOORBOXES | AUDITORIUM | G16 | 0 | 2 | ER401 | DA019 | 19
DA020 | [6 empty] | ER401 | DA020 | 20
DA021 | FB253 | FLOORBOXES | AUDITORIUM | G16 | 0 | 2 | ER401 | DA021 | 21
DA022 | [6 empty] | ER401 | DA022 | 22
DA023 | FB254 | FLOORBOXES | AUDITORIUM | G16 | 0 | 2 | ER401 | DA023 | 23
DA024 | [6 empty] | ER401 | DA024 | 24
DA025 | FB255 | FLOORBOXES | AUDITORIUM | G16 | 0 | 2 | ER401 | DA025 | 1
DA026 | [6 empty] | ER401 | DA026 | 2
DA027 | FB256 | FLOORBOXES | AUDITORIUM | G16 | 0 | 2 | ER401 | DA027 | 3
DA028 | [6 empty] | ER401 | DA028 | 4
DA029 | FB257 | FLOORBOXES | AUDITORIUM | G16 | 0 | 2 | ER401 | DA029 | 5
DA030 | [6 empty] | ER401 | DA030 | 6
DA031 | FB258 | FLOORBOXES | AUDITORIUM | G16 | 0 | 2 | ER401 | DA031 | 7
DA032 | [6 empty] | ER401 | DA032 | 8
DA033 | FB259 | FLOORBOXES | AUDITORIUM | G16 | 0 | 2 | ER401 | DA033 | 9
DA034 | [6 empty] | ER401 | DA034 | 10
DA035 | LX451 | LX BALCONY BAR | AUDITORIUM | G16 | ON BAR | 1 | ER401 | DA035 | 11
DA036 | LX452 | LX BALCONY BAR | AUDITORIUM | G16 | ON BAR | 1 | ER401 | DA036 | 12
DA037 | LX453 | LX BALCONY BAR | AUDITORIUM | G16 | ON BAR | 1 | ER401 | DA037 | 13
DA038 | LX454 | LX BALCONY BAR | AUDITORIUM | G16 | ON BAR | 1 | ER401 | DA038 | 14
DA039 | LX651 | LX BALCONY BAR | LEVEL 2 BALCONY |  | ON BAR | 1 | ER401 | DA039 | 15
DA040 | LX652 | LX BALCONY BAR | LEVEL 2 BALCONY |  | ON BAR | 1 | ER401 | DA040 | 16
DA041 | LX653 | LX BALCONY BAR | LEVEL 2 BALCONY |  | ON BAR | 1 | ER401 | DA041 | 17
DA042 | LX654 | LX BALCONY BAR | LEVEL 2 BALCONY |  | ON BAR | 1 | ER401 | DA042 | 18
DA043 | LX655 | LX BALCONY BAR | LEVEL 2 BALCONY |  | ON BAR | 1 | ER401 | DA043 | 19
DA044 | LX656 | LX BALCONY BAR | LEVEL 2 BALCONY |  | ON BAR | 1 | ER401 | DA044 | 20
DA045 | LX801 | LX BAR | STAGE | G15 | CEILING | 3 | ER401 | DA045 | 21
DA046 | [6 empty] | ER401 | DA046 | 22
DA047 | [6 empty] | ER401 | DA047 | 23
DA048 | LX802 | LX BAR | STAGE | G15 | CEILING | 3 | ER401 | DA048 | 24
DA049 | [6 empty] | ER401 | DA049 | 1
DA050 | [6 empty] | ER401 | DA050 | 2
DA051 | LX803 | LX BAR | STAGE | G15 | CEILING | 3 | ER401 | DA051 | 3
DA052 | [6 empty] | ER401 | DA052 | 4
DA053 | [6 empty] | ER401 | DA053 | 5
DA054 | LX804 | LX BAR | STAGE | G15 | CEILING | 3 | ER401 | DA054 | 6
DA055 | [6 empty] | ER401 | DA055 | 7
DA056 | [6 empty] | ER401 | DA056 | 8
DA057 | LX851 | LX BAR (ORCH) | AUDITORIUM | G16 | CEILING | 3 | ER401 | DA057 | 9
DA058 | [6 empty] | ER401 | DA058 | 10
DA059 | [6 empty] | ER401 | DA059 | 11
DA060 | LX861 | LX BAR | CABLE NET |  | ON CABLENET PICKUPS | 3 | ER401 | DA060 | 12
DA061 | [6 empty] | ER401 | DA061 | 13
DA062 | [6 empty] | ER401 | DA062 | 14
DA063 | LX862 | LX BAR | CABLE NET |  | ON CABLENET PICKUPS | 3 | ER401 | DA063 | 15
DA064 | [6 empty] | ER401 | DA064 | 16
DA065 | [6 empty] | ER401 | DA065 | 17
DA066 | LX863 | LX BAR | CABLE NET |  | ON CABLENET PICKUPS | 3 | ER401 | DA066 | 18
DA067 | [6 empty] | ER401 | DA067 | 19
DA068 | [6 empty] | ER401 | DA068 | 20
DA069 | SX451 | SPEAKER | LEVEL 1 BALCONY |  | ON BAR | 1 | ER401 | DA069 | 21
DA070 | SX452 | SPEAKER | LEVEL 1 BALCONY |  | ON BAR | 1 | ER401 | DA070 | 22
DA071 | SX851A | SPEAKER (ARRAY) | AUDITORIUM | G16 | CEILING | 2 | ER401 | DA071 | 23
DA072 | [6 empty] | ER401 | DA072 | 24
DA073 | SX851B | SPEAKER (SUBS) | AUDITORIUM | G16 | CEILING | 2 | ER401 | DA073 | 1
DA074 | [6 empty] | ER401 | DA074 | 2
DA075 | SX852 | SPEAKER | AUDITORIUM | G16 | CEILING | 2 | ER401 | DA075 | 3
DA076 | [6 empty] | ER401 | DA076 | 4
DA077 | SX853 | SPEAKER | AUDITORIUM | G16 | CEILING | 2 | ER401 | DA077 | 5
DA078 | [6 empty] | ER401 | DA078 | 6
DA079 | SX854 | SPEAKER | AUDITORIUM | G16 | CEILING | 2 | ER401 | DA079 | 7
DA080 | [6 empty] | ER401 | DA080 | 8
DA081 | SX855A | SPEAKER (ARRAY) | AUDITORIUM | G16 | CEILING | 2 | ER401 | DA081 | 9
DA082 | [6 empty] | ER401 | DA082 | 10
DA083 | SX855B | SPEAKER (SUBS) | AUDITORIUM | G16 | CEILING | 2 | ER401 | DA083 | 11
DA084 | [6 empty] | ER401 | DA084 | 12
DA085 | TP201 | TECH PANEL (SM Panel) | STAGE | G15 | 300 | 1 | ER401 | DA085 | 13
DA086 | TP201A | TECH PANEL (SM Panel) | PERF LOCK | G23 | 300 | 1 | ER401 | DA086 | 14
DA087 | TP202 | TECH PANEL (SM Panel) | STAGE | G15 | 300 | 1 | ER401 | DA087 | 15
DA088 | TP203 | TECH PANEL | STAGE | G15 | 300 | 2 | ER401 | DA088 | 16
DA089 | [6 empty] | ER401 | DA089 | 17
DA090 | TP204 | TECH PANEL | STAGE | G15 | 300 | 2 | ER401 | DA090 | 18
DA091 | [6 empty] | ER401 | DA091 | 19
DA092 | TP251 | TECH PANEL | FORESTAGE | B02 | 300 | 2 | ER401 | DA092 | 20
DA093 | [6 empty] | ER401 | DA093 | 21
DA094 | TP252 | TECH PANEL | FORESTAGE | B02 | 300 | 2 | ER401 | DA094 | 22
DA095 | [6 empty] | ER401 | DA095 | 23
DA096 | TP601 | TECH PANEL | TECH (GALLERY) | 218 | 300 | 1 | ER401 | DA096 | 24
DA097 | TP602 | TECH PANEL | TECH (GALLERY) | 219 | 300 | 1 | ER401 | DA097 | 1
DA098 | TP603 | TECH PANEL | TECH (GALLERY) | 218 | 300 | 1 | ER401 | DA098 | 2
DA099 | TP604 | TECH PANEL | TECH (GALLERY) | 219 | 300 | 1 | ER401 | DA099 | 3
DA100 | TP851 | TECH PANEL | CABLE NET |  | 300 | 1 | ER401 | DA100 | 4
DA101 | TP852 | TECH PANEL | CABLE NET |  | 300 | 1 | ER401 | DA101 | 5
DA102 | TP853 | TECH PANEL | CABLE NET |  | 300 | 1 | ER401 | DA102 | 6
DA103 | TP854 | TECH PANEL | CABLE NET |  | 300 | 1 | ER401 | DA103 | 7
DA104 | BS217 | TECH PANEL | WORKSHOP G35 |  | 1200 | 2 | ER401 | DA104 | 8
DA105 | [6 empty] | ER401 | DA105 | 9
DA106 | BS218 | TECH PANEL | SCENE DOCK G24 |  | 500 | 2 | ER401 | DA106 | 10
DA107 | [6 empty] | ER401 | DA107 | 11
DA108 | BS402 | TECH PANEL | VENUE MAN. OFFICE 102 |  | 1100 | 1 | ER401 | DA108 | 12
DA109 | [7 empty] | DA109 | 13
DA110 | [7 empty] | DA110 | 14
DA111 | [7 empty] | DA111 | 15
DA112 | [7 empty] | DA112 | 16
DA113 | [7 empty] | DA113 | 17
DA114 | [7 empty] | DA114 | 18
DA115 | [7 empty] | DA115 | 19
DA116 | [7 empty] | DA116 | 20
DA117 | [7 empty] | DA117 | 21
DA118 | [7 empty] | DA118 | 22
DA119 | [7 empty] | DA119 | 23
DA120 | [7 empty] | DA120 | 24
DA121 | FY201 | TECH PANEL | FUNCTION/FOYER | G01 | 0 | 1 | ER211 | DA121 | 1
DA122 | FY202 | TECH PANEL | FUNCTION/FOYER | G01 | 300 | 1 | ER211 | DA122 | 2
DA123 | FY211 | TECH PANEL | FUNCTION/FOYER | G01 | 0 | 2 | ER211 | DA123 | 3
DA124 | [6 empty] | ER211 | DA124 | 4
DA125 | FY213 | TECH PANEL | FUNCTION/FOYER | G01 | 0 | 2 | ER211 | DA125 | 5
DA126 | [6 empty] | ER211 | DA126 | 6
DA127 | FY214 | TECH PANEL | FUNCTION/FOYER | G01 | 0 | 2 | ER211 | DA127 | 7
DA128 | [6 empty] | ER211 | DA128 | 8
DA129 | FY231 | HOUSE MANAGERS PANEL | FUNCTION/FOYER | G01 | 1100 | 1 | ER211 | DA129 | 9
DA130 | FY401 | TECH PANEL | FOYER | 113 | 0 | 2 | ER211 | DA130 | 10
DA131 | [6 empty] | ER211 | DA131 | 11
DA132 | FY402 | TECH PANEL | FOYER | 113 | 300 | 2 | ER211 | DA132 | 12
DA133 | [6 empty] | ER211 | DA133 | 13
DA134 | FY403 | TECH PANEL | FOYER | 113 | 0 | 2 | ER211 | DA134 | 14
DA135 | [6 empty] | ER211 | DA135 | 15
DA136 | [7 empty] | DA136 | 16
DA137 | [7 empty] | DA137 | 17
DA138 | [7 empty] | DA138 | 18
DA139 | [7 empty] | DA139 | 19
DA140 | [7 empty] | DA140 | 20
DA141 | [7 empty] | DA141 | 21
DA142 | [7 empty] | DA142 | 22
DA143 | [7 empty] | DA143 | 23
DA144 | [7 empty] | DA144 | 24
DA145 | CR251 | CONTROL FLOORBOX | AUDITORIUM | G16 | 0 | 4 | ER491 | DA145 | 1
DA146 | [6 empty] | ER491 | DA146 | 2
DA147 | [6 empty] | ER491 | DA147 | 3
DA148 | [6 empty] | ER491 | DA148 | 4
DA149 | CR451 | AUDITORIUM CONTROL | AUDITORIUM | G16 | IN RISER | 4 | ER491 | DA149 | 5
DA150 | [6 empty] | ER491 | DA150 | 6
DA151 | [6 empty] | ER491 | DA151 | 7
DA152 | [6 empty] | ER491 | DA152 | 8
DA153 | CR492 | AUDIO CONTROL | CONTROL ROOM |  | 500 | 4 | ER491 | DA153 | 9
DA154 | [6 empty] | ER491 | DA154 | 10
DA155 | [6 empty] | ER491 | DA155 | 11
DA156 | [6 empty] | ER491 | DA156 | 12
DA157 | CR493 | AV CONTROL | CONTROL ROOM |  | 500 | 1 | ER491 | DA157 | 13
DA158 | [7 empty] | DA158 | 14
DA159 | [7 empty] | DA159 | 15
DA160 | [7 empty] | DA160 | 16
DA161 | [7 empty] | DA161 | 17
DA162 | [7 empty] | DA162 | 18
DA163 | [7 empty] | DA163 | 19
DA164 | [7 empty] | DA164 | 20
DA165 | [7 empty] | DA165 | 21
DA166 | [7 empty] | DA166 | 22
DA167 | [7 empty] | DA167 | 23
DA168 | [7 empty] | DA168 | 24
DA169 | CN611 | TECH PANEL | CONFERENCE 1 | 206 | 300 | 2 | ER601 | DA169 | 1
DA170 | [6 empty] | ER601 | DA170 | 2
DA171 | CN612 | TECH PANEL | CONFERENCE 1 | 206 | 0 | 2 | ER601 | DA171 | 3
DA172 | [6 empty] | ER601 | DA172 | 4
DA173 | CN661 | TECH PANEL | CONFERENCE 2 | 205 | 0 | 2 | ER601 | DA173 | 5
DA174 | [6 empty] | ER601 | DA174 | 6
DA175 | CN662 | TECH PANEL | CONFERENCE 2 | 205 | 0 | 2 | ER601 | DA175 | 7
DA176 | [6 empty] | ER601 | DA176 | 8
DA177 | RH611 | TECH PANEL | REHEARSAL | 203 | 300 | 2 | ER601 | DA177 | 9
DA178 | [6 empty] | ER601 | DA178 | 10
DA179 | RH612 | TECH PANEL | REHEARSAL | 203 | 300 | 2 | ER601 | DA179 | 11
DA180 | [6 empty] | ER601 | DA180 | 12
DA181 | RH613 | TECH PANEL | REHEARSAL | 203 | 0 | 2 | ER601 | DA181 | 13
DA182 | [6 empty] | ER601 | DA182 | 14
DA183 | CN708 | LIGHTING | CONFERENCE 1 | 206 | PIPE GRID | 1 | ER601 | DA183 | 15
DA184 | CN711 | SPEAKER POINT | CONFERENCE 1 | 206 | PIPE GRID | 1 | ER601 | DA184 | 16
DA185 | CN712 | SPEAKER POINT | CONFERENCE 1 | 206 | PIPE GRID | 1 | ER601 | DA185 | 17
DA186 | CN713 | SPEAKER POINT | CONFERENCE 1 | 206 | PIPE GRID | 1 | ER601 | DA186 | 18
DA187 | CN714 | SPEAKER POINT | CONFERENCE 1 | 206 | PIPE GRID | 1 | ER601 | DA187 | 19
DA188 | CN758 | LIGHTING | CONFERENCE 2 | 205 | PIPE GRID | 1 | ER601 | DA188 | 20
DA189 | CN761 | SPEAKER POINT | CONFERENCE 2 | 205 | PIPE GRID | 1 | ER601 | DA189 | 21
DA190 | CN762 | SPEAKER POINT | CONFERENCE 2 | 205 | PIPE GRID | 1 | ER601 | DA190 | 22
DA191 | CN763 | SPEAKER POINT | CONFERENCE 2 | 205 | PIPE GRID | 1 | ER601 | DA191 | 23
DA192 | CN764 | SPEAKER POINT | CONFERENCE 2 | 205 | PIPE GRID | 1 | ER601 | DA192 | 24
DA193 | BR701 | LIGHTING | BREAK OUT | 204 | CEILING | 1 | ER601 | DA193 | 1
DA194 | BR702 | LIGHTING | BREAK OUT | 204 | CEILING | 1 | ER601 | DA194 | 2
DA195 | BR703 | LIGHTING | BREAK OUT | 204 | CEILING | 1 | ER601 | DA195 | 3
DA196 | BR704 | LIGHTING | BREAK OUT | 204 | CEILING | 1 | ER601 | DA196 | 4
DA197 | RH708 | LIGHITNG | REHEARSAL | 203 | PIPE GRID | 1 | ER601 | DA197 | 5
DA198 | RH711 | SPEAKER POINT | REHEARSAL | 203 | PIPE GRID | 1 | ER601 | DA198 | 6
DA199 | RH712 | SPEAKER POINT | REHEARSAL | 203 | PIPE GRID | 1 | ER601 | DA199 | 7
DA200 | RH713 | SPEAKER POINT | REHEARSAL | 203 | PIPE GRID | 1 | ER601 | DA200 | 8
DA201 | RH714 | SPEAKER POINT | REHEARSAL | 203 | PIPE GRID | 1 | ER601 | DA201 | 9
DA202 | FY601 | TECH PANEL | FOYER | 207 | 300 | 2 | ER601 | DA202 | 10
DA203 | [6 empty] | ER601 | DA203 | 11
DA204 | FY602 | TECH PANEL | FOYER | 207 | 300 | 2 | ER601 | DA204 | 12
DA205 | FY401 |  |  |  |  | 2 | ER601 | DA205 | 13
DA206 | [6 empty] | ER601 | DA206 | 14

## Cable ID HOIST CONTROL
|  | Cable ID HOIST CONTROL |  |  |  | Rev | B
Notes
|  | CABLE TYPE | Cat 6A S/FTP R&M R305649
Cable ID | PANEL ID | DESCRIPTION | LOCATION | ROOM | AFFL (MM) | Quantity of outlets | To/from | Cable ID | Keystone
MX001 | MCC-C | CHAIN HOIST GROUP CONTROLLER | FORESTAGE GRID |  | 500 |  |  | MX001 | 1
MX002 | MX202 | PENDANT CONTROL CONNECTION | STAGE | G15 | 300 | 4 | MCC-C | MX002 | 2
MX003 | [6 empty] | MCC-C | MX003 | 3
MX004 | [6 empty] | MCC-C | MX004 | 4
MX005 | [6 empty] | MCC-C | MX005 | 5
MX006 | MX601-A | SINGLE AXIS CONTROLLER | TECH (GALLERY) | 218 | RAILING | 1 | MX601-B | MX006 | 6
MX007 | MX601-B | MOTOR CONTROL CABINET | TECH (GALLERY) | 218 | REF DWG | 1 | MX601-B | MX007 | 7
MX008 | MX602-A | SINGLE AXIS CONTROLLER | TECH (GALLERY) | 218 | RAILING | 1 | MX602-B | MX008 | 8
MX009 | MX602-B | MOTOR CONTROL CABINET | TECH (GALLERY) | 218 | REF DWG | 1 | MX602-B | MX009 | 9
MX010 | MX603-A | SINGLE AXIS CONTROLLER | TECH (GALLERY) | 218 | RAILING | 1 | MX603-B | MX010 | 10
MX011 | MX603-B | MOTOR CONTROL CABINET | TECH (GALLERY) | 218 | REF DWG | 1 | MX603-B | MX011 | 11
MX012 | MX604-A | SINGLE AXIS CONTROLLER | TECH (GALLERY) | 218 | RAILING | 1 | MX604-B | MX012 | 12
MX013 | MX604-B | MOTOR CONTROL CABINET | TECH (GALLERY) | 218 | REF DWG | 1 | MX604-B | MX013 | 13
MX014 | MX605-A | SINGLE AXIS CONTROLLER | TECH (GALLERY) | 218 | RAILING | 1 | MX605-B | MX014 | 14
MX015 | MX605-B | MOTOR CONTROL CABINET | TECH (GALLERY) | 218 | REF DWG | 1 | MX605-B | MX015 | 15
MX016 | MX606-A | SINGLE AXIS CONTROLLER | TECH (GALLERY) | 218 | RAILING | 1 | MX606-B | MX016 | 16
MX017 | MX606-B | MOTOR CONTROL CABINET | TECH (GALLERY) | 218 | REF DWG | 1 | MX606-B | MX017 | 17
MX018 | MX607-A | SINGLE AXIS CONTROLLER | TECH (GALLERY) | 218 | RAILING | 1 | MX607-B | MX018 | 18
MX019 | MX607-B | MOTOR CONTROL CABINET | TECH (GALLERY) | 218 | REF DWG | 1 | MX607-B | MX019 | 19
MX020 | MX608-A | SINGLE AXIS CONTROLLER | TECH (GALLERY) | 218 | RAILING | 1 | MX608-B | MX020 | 20
MX021 | MX608-B | MOTOR CONTROL CABINET | TECH (GALLERY) | 218 | REF DWG | 1 | MX608-B | MX021 | 21
MX022 | MX609-A | SINGLE AXIS CONTROLLER | TECH (GALLERY) | 218 | RAILING | 1 | MX609-B | MX022 | 22
MX023 | MX609-B | MOTOR CONTROL CABINET | TECH (GALLERY) | 218 | REF DWG | 1 | MX609-B | MX023 | 23
MX024 | MX610-A | SINGLE AXIS CONTROLLER | TECH (GALLERY) | 218 | RAILING | 1 | MX610-B | MX024 | 24
MX025 | MX610-B | MOTOR CONTROL CABINET | TECH (GALLERY) | 218 | REF DWG | 1 | MX610-B | MX025 | 1
MX026 | MX611-A | SINGLE AXIS CONTROLLER | TECH (GALLERY) | 218 | RAILING | 1 | MX611-B | MX026 | 2
MX027 | MX611-B | MOTOR CONTROL CABINET | TECH (GALLERY) | 218 | REF DWG | 1 | MX611-B | MX027 | 3
MX028 | MX612-A | SINGLE AXIS CONTROLLER | TECH (GALLERY) | 218 | RAILING | 1 | MX612-B | MX028 | 4
MX029 | MX612-B | MOTOR CONTROL CABINET | TECH (GALLERY) | 218 | REF DWG | 1 | MX612-B | MX029 | 5
MX030 | MX613-A | SINGLE AXIS CONTROLLER | TECH (GALLERY) | 218 | RAILING | 1 | MX613-B | MX030 | 6
MX031 | MX613-B | MOTOR CONTROL CABINET | TECH (GALLERY) | 218 | REF DWG | 1 | MX613-B | MX031 | 7
MX032 | MX614-A | SINGLE AXIS CONTROLLER | TECH (GALLERY) | 218 | RAILING | 1 | MX614-B | MX032 | 8
MX033 | MX614-B | MOTOR CONTROL CABINET | TECH (GALLERY) | 218 | REF DWG | 1 | MX614-B | MX033 | 9
MX034 | MX615-A | SINGLE AXIS CONTROLLER | TECH (GALLERY) | 218 | RAILING | 1 | MX615-B | MX034 | 10
MX035 | MX615-B | MOTOR CONTROL CABINET | TECH (GALLERY) | 218 | REF DWG | 1 | MX615-B | MX035 | 11
MX036 | MX616-A | SINGLE AXIS CONTROLLER | TECH (GALLERY) | 218 | RAILING | 1 | MX616-B | MX036 | 12
MX037 | MX616-B | MOTOR CONTROL CABINET | TECH (GALLERY) | 218 | REF DWG | 1 | MX616-B | MX037 | 13
MX038 | MX617-A | SINGLE AXIS CONTROLLER | TECH (GALLERY) | 218 | RAILING | 1 | MX617-B | MX038 | 14
MX039 | MX617-B | MOTOR CONTROL CABINET | TECH (GALLERY) | 218 | REF DWG | 1 | MX617-B | MX039 | 15
MX040 | MX618-A | SINGLE AXIS CONTROLLER | TECH (GALLERY) | 218 | RAILING | 1 | MX618-B | MX040 | 16
MX041 | MX618-B | MOTOR CONTROL CABINET | TECH (GALLERY) | 218 | REF DWG | 1 | MX618-B | MX041 | 17
MX042 | MX716 | MOTOR | STAGE | G15 | WALL | 1 | MX616-B | MX042 | 18
MX043 | MX717 | MOTOR | STAGE | G15 | WALL | 1 | MX617-B | MX043 | 19
MX044 | MX718 | MOTOR | STAGE | G15 | WALL | 1 | MX618-B | MX044 | 20
MX045 | MX720-A | CHAIN MOTOR (UNDER FLY GALLERY) | STAGE | G15 | SOFFIT | 1 | MCC-C | MX045 | 21
MX046 | MX720-B | CHAIN MOTOR (UNDER FLY GALLERY) | STAGE | G15 | SOFFIT | 1 | MCC-C | MX046 | 22
MX047 | MX721-A | CHAIN MOTOR (UNDER FLY GALLERY) | STAGE | G15 | SOFFIT | 1 | MCC-C | MX047 | 23
MX048 | MX721-B | CHAIN MOTOR (UNDER FLY GALLERY) | STAGE | G15 | SOFFIT | 1 | MCC-C | MX048 | 24
MX049 | MX851A | SPEAKER (ARRAY) CHAIN MOTOR | FORESTAGE GRID |  | CEILING | 1 | MCC-C | MX049 | 1
MX050 | MX851B | SPEAKER (SUBS) CHAIN MOTOR | FORESTAGE GRID |  | CEILING | 1 | MCC-C | MX050 | 2
MX051 | MX852 | SPEAKER CHAIN MOTOR (FUTURE) | FORESTAGE GRID |  | CEILING | 1 | MCC-C | MX051 | 3
MX052 | MX853 | SPEAKER CHAIN MOTOR (FUTURE) | FORESTAGE GRID |  | CEILING | 1 | MCC-C | MX052 | 4
MX053 | MX854 | SPEAKER CHAIN MOTOR (FUTURE) | FORESTAGE GRID |  | CEILING | 1 | MCC-C | MX053 | 5
MX054 | MX855A | SPEAKER (ARRAY) CHAIN MOTOR | FORESTAGE GRID |  | CEILING | 1 | MCC-C | MX054 | 6
MX055 | MX855B | SPEAKER (SUBS) CHAIN MOTOR | FORESTAGE GRID |  | CEILING | 1 | MCC-C | MX055 | 7
MX056 | MX856 | ORCH BAR CHAIN MOTOR | FORESTAGE GRID |  | CEILING | 1 | MCC-C | MX056 | 8
MX057 | MX857 | ORCH BAR CHAIN MOTOR | FORESTAGE GRID |  | CEILING | 1 | MCC-C | MX057 | 9
MX058 | MX901 | MOTOR | STAGE | G15 | WALL | 1 | MX601-B | MX058 | 10
MX059 | MX902 | MOTOR | STAGE | G15 | WALL | 1 | MX602-B | MX059 | 11
MX060 | MX903 | MOTOR | STAGE | G15 | WALL | 1 | MX603-B | MX060 | 12
MX061 | MX904 | MOTOR | STAGE | G15 | WALL | 1 | MX604-B | MX061 | 13
MX062 | MX905 | MOTOR | STAGE | G15 | WALL | 1 | MX605-B | MX062 | 14
MX063 | MX906 | MOTOR | STAGE | G15 | WALL | 1 | MX606-B | MX063 | 15
MX064 | MX907 | MOTOR | STAGE | G15 | WALL | 1 | MX607-B | MX064 | 16
MX065 | MX908 | MOTOR | STAGE | G15 | WALL | 1 | MX608-B | MX065 | 17
MX066 | MX909 | MOTOR | STAGE | G15 | WALL | 1 | MX609-B | MX066 | 18
MX067 | MX910 | MOTOR | STAGE | G15 | WALL | 1 | MX610-B | MX067 | 19
MX068 | MX911 | MOTOR | STAGE | G15 | WALL | 1 | MX611-B | MX068 | 20
MX069 | MX912 | MOTOR | STAGE | G15 | WALL | 1 | MX612-B | MX069 | 21
MX070 | MX913 | MOTOR | STAGE | G15 | WALL | 1 | MX613-B | MX070 | 22
MX071 | MX914 | MOTOR | STAGE | G15 | WALL | 1 | MX614-B | MX071 | 23
MX072 | MX915 | MOTOR | STAGE | G15 | WALL | 1 | MX615-B | MX072 | 24

## Cable ID HOUSE CURTAIN CONTROL
|  | Cable ID HOUSE CURTAIN CONTROL |  |  |  |  | Rev | B
Notes
|  | CABLE TYPE | Cat 6A S/FTP R&M R305649
Cable ID | PANEL ID | DESCRIPTION | LOCATION | ROOM | AFFL (MM) | Quantity of outlets | To/from | Cable ID
Cable ID | PANEL ID | DESCRIPTION | LOCATION | ROOM | AFFL (MM) | Quantity of outlets | RACK | Cable ID
HC001 | HC201 | HOUSE CURTAIN CONTROL | STAGE | G15 | 1100 | 1 | HC601 | HC001
HC002 | HC201A | HOUSE CURTAIN CONTROL | PERF LOCK | G23 | 1100 | 1 | HC601 | HC002
HC003 | HC202 | HOUSE CURTAIN CONTROL | STAGE | G15 | 1100 | 1 | HC601 | HC003
HC004 | HC491 | HOUSE CURTAIN CONTROL | CONTROL ROOM |  | 1100 | 1 | HC601 | HC004
HC006 | HC801 | HOUSE CURTAIN MOTOR | STAGE | G15 | ON TRUSS | 1 | HC601 | HC006

## Cable ID LIGHTING CONTROL DMX
|  | Cable ID LIGHTING CONTROL DMX |  |  |  | Rev | B
Notes
|  |  | CABLE TYPE | STAGE LIGHTING CONTROL (DMX)
| Cable ID | PANEL ID | DESCRIPTION | LOCATION | ROOM | AFFL (MM) | Quantity of outlets | To/from | Cable ID
| DMX001 | CR251 | CONTROL FLOORBOX | AUDITORIUM | G16 | 0 | 4 | ER491 | DMX001 | 1
| DMX002 | [6 empty] | ER491 | DMX002 | 2
| DMX003 | [6 empty] | ER491 | DMX003 | 3
| DMX004 | [6 empty] | ER491 | DMX004 | 4
| DMX005 | CR451 | AUDITORIUM CONTROL | AUDITORIUM | G16 | IN RISER | 4 | ER491 | DMX005 | 5
| DMX006 | [6 empty] | ER491 | DMX006 | 6
| DMX007 | [6 empty] | ER491 | DMX007 | 7
| DMX008 | [6 empty] | ER491 | DMX008 | 8
| DMX009 | CR491 | LIGHTING CONTROL | CONTROL ROOM |  | 500 | 4 | ER491 | DMX009 | 9
| DMX010 | [6 empty] | ER491 | DMX010 | 10
| DMX011 | [6 empty] | ER491 | DMX011 | 11
| DMX012 | [6 empty] | ER491 | DMX012 | 12
| DMX013 | FB201 | FLOORBOXES | STAGE | G15 | 0 | 1 | ER491 | DMX013 | 13
| DMX014 | FB202 | FLOORBOXES | STAGE | G15 | 0 | 1 | ER491 | DMX014 | 14
| DMX015 | FB203 | FLOORBOXES | STAGE | G15 | 0 | 1 | ER491 | DMX015 | 15
| DMX016 | FB204 | FLOORBOXES | STAGE | G15 | 0 | 1 | ER491 | DMX016 | 16
| DMX017 | FB205 | FLOORBOXES | STAGE | G15 | 0 | 1 | ER491 | DMX017 | 17
| DMX018 | FB206 | FLOORBOXES | STAGE | G15 | 0 | 1 | ER491 | DMX018 | 18
| DMX019 | FB207 | FLOORBOXES | STAGE | G15 | 0 | 1 | ER491 | DMX019 | 19
| DMX020 | FB208 | FLOORBOXES | STAGE | G15 | 0 | 1 | ER491 | DMX020 | 20
| DMX021 | FB251 | FLOORBOXES | AUDITORIUM | G16 | 0 | 1 | ER491 | DMX021 | 21
| DMX022 | FB252 | FLOORBOXES | AUDITORIUM | G16 | 0 | 1 | ER491 | DMX022 | 22
| DMX023 | FB253 | FLOORBOXES | AUDITORIUM | G16 | 0 | 1 | ER491 | DMX023 | 23
| DMX024 | FB254 | FLOORBOXES | AUDITORIUM | G16 | 0 | 1 | ER491 | DMX024 | 24
| DMX025 | FB255 | FLOORBOXES | AUDITORIUM | G16 | 0 | 1 | ER491 | DMX025 | 1
DMX026 | DMX026 | FB256 | FLOORBOXES | AUDITORIUM | G16 | 0 | 1 | ER491 | DMX026 | 2
| DMX027 | FB257 | FLOORBOXES | AUDITORIUM | G16 | 0 | 1 | ER491 | DMX027 | 3
| DMX028 | FB258 | FLOORBOXES | AUDITORIUM | G16 | 0 | 1 | ER491 | DMX028 | 4
| DMX029 | FB259 | FLOORBOXES | AUDITORIUM | G16 | 0 | 1 | ER491 | DMX029 | 5
| DMX030 | FS651 | FOLLOW SPOT | LEVEL 2 BALCONY |  | 150 | 1 | ER491 | DMX030 | 6
| DMX031 | FS652 | FOLLOW SPOT | LEVEL 2 BALCONY |  | 150 | 1 | ER491 | DMX031 | 7
| DMX032 | LX451 | LX BALCONY BAR | AUDITORIUM | G16 | ON BAR | 2 | ER491 | DMX032 | 8
| DMX033 | [6 empty] | ER491 | DMX033 | 9
| DMX034 | LX452 | LX BALCONY BAR | AUDITORIUM | G16 | ON BAR | 2 | ER491 | DMX034 | 10
| DMX035 | [6 empty] | ER491 | DMX035 | 11
| DMX036 | LX453 | LX BALCONY BAR | AUDITORIUM | G16 | ON BAR | 2 | ER491 | DMX036 | 12
| DMX037 | [6 empty] | ER491 | DMX037 | 13
| DMX038 | LX454 | LX BALCONY BAR | AUDITORIUM | G16 | ON BAR | 2 | ER491 | DMX038 | 14
| DMX039 | [6 empty] | ER491 | DMX039 | 15
| DMX040 | LX651 | LX BALCONY BAR | LEVEL 2 BALCONY |  | ON BAR | 2 | ER491 | DMX040 | 16
| DMX041 | [6 empty] | ER491 | DMX041 | 17
| DMX042 | LX652 | LX BALCONY BAR | LEVEL 2 BALCONY |  | ON BAR | 2 | ER491 | DMX042 | 18
| DMX043 | [6 empty] | ER491 | DMX043 | 19
| DMX044 | LX653 | LX BALCONY BAR | LEVEL 2 BALCONY |  | ON BAR | 2 | ER491 | DMX044 | 20
| DMX045 | [6 empty] | ER491 | DMX045 | 21
| DMX046 | LX654 | LX BALCONY BAR | LEVEL 2 BALCONY |  | ON BAR | 2 | ER491 | DMX046 | 22
| DMX047 | [6 empty] | ER491 | DMX047 | 23
| DMX048 | LX655 | LX BALCONY BAR | LEVEL 2 BALCONY |  | ON BAR | 2 | ER491 | DMX048 | 24
| DMX049 | [6 empty] | ER491 | DMX049 | 1
| DMX050 | LX656 | LX BALCONY BAR | LEVEL 2 BALCONY |  | ON BAR | 2 | ER491 | DMX050 | 2
| DMX051 | [6 empty] | ER491 | DMX051 | 3
| DMX052 | LX801 | LX BAR | STAGE | G15 | CEILING | 6 | ER491 | DMX052 | 4
| DMX053 | [6 empty] | ER491 | DMX053 | 5
| DMX054 | [6 empty] | ER491 | DMX054 | 6
| DMX055 | [6 empty] | ER491 | DMX055 | 7
| DMX056 | [6 empty] | ER491 | DMX056 | 8
| DMX057 | [6 empty] | ER491 | DMX057 | 9
| DMX058 | LX802 | LX BAR | STAGE | G15 | CEILING | 6 | ER491 | DMX058 | 10
| DMX059 | [6 empty] | ER491 | DMX059 | 11
| DMX060 | [6 empty] | ER491 | DMX060 | 12
| DMX061 | [6 empty] | ER491 | DMX061 | 13
| DMX062 | [6 empty] | ER491 | DMX062 | 14
| DMX063 | [6 empty] | ER491 | DMX063 | 15
| DMX064 | LX803 | LX BAR | STAGE | G15 | CEILING | 6 | ER491 | DMX064 | 16
| DMX065 | [6 empty] | ER491 | DMX065 | 17
| DMX066 | [6 empty] | ER491 | DMX066
| DMX067 | [6 empty] | ER491 | DMX067 | 19
| DMX068 | [6 empty] | ER491 | DMX068 | 20
| DMX069 | [6 empty] | ER491 | DMX069 | 21
| DMX070 | LX804 | LX BAR | STAGE | G15 | CEILING | 6 | ER491 | DMX070 | 22
| DMX071 | [6 empty] | ER491 | DMX071 | 23
| DMX072 | [6 empty] | ER491 | DMX072 | 24
| DMX073 | [6 empty] | ER491 | DMX073 | 1
| DMX074 | [6 empty] | ER491 | DMX074 | 2
| DMX075 | [6 empty] | ER491 | DMX075 | 3
| DMX076 | LX851 | LX BAR (ORCH) | AUDITORIUM | G16 | CEILING | 6 | ER491 | DMX076 | 4
| DMX077 | [6 empty] | ER491 | DMX077 | 5
| DMX078 | [6 empty] | ER491 | DMX078 | 6
| DMX079 | [6 empty] | ER491 | DMX079 | 7
| DMX080 | [6 empty] | ER491 | DMX080 | 8
| DMX081 | [6 empty] | ER491 | DMX081 | 9
| DMX082 | LX861 | LX BAR | CABLE NET |  | ON CABLENET PICKUPS | 6 | ER491 | DMX082 | 10
| DMX083 | [6 empty] | ER491 | DMX083 | 11
| DMX084 | [6 empty] | ER491 | DMX084 | 12
| DMX085 | [6 empty] | ER491 | DMX085 | 13
| DMX086 | [6 empty] | ER491 | DMX086 | 14
| DMX087 | [6 empty] | ER491 | DMX087 | 15
| DMX088 | LX862 | LX BAR | CABLE NET |  | ON CABLENET PICKUPS | 6 | ER491 | DMX088 | 16
| DMX089 | [6 empty] | ER491 | DMX089 | 17
| DMX090 | [6 empty] | ER491 | DMX090 | 18
| DMX091 | [6 empty] | ER491 | DMX091 | 19
| DMX092 | [6 empty] | ER491 | DMX092 | 20
| DMX093 | [6 empty] | ER491 | DMX093 | 21
| DMX094 | LX863 | LX BAR | CABLE NET |  | ON CABLENET PICKUPS | 6 | ER491 | DMX094 | 22
| DMX095 | [6 empty] | ER491 | DMX095 | 23
| DMX096 | [6 empty] | ER491 | DMX096 | 24
| DMX097 | [6 empty] | ER491 | DMX097 | 1
| DMX098 | [6 empty] | ER491 | DMX098 | 2
| DMX099 | [6 empty] | ER491 | DMX099 | 3
| DMX100 | TP001 | TECH PANEL | SUB STAGE | B01 | 300 | 4 | ER491 | DMX100 | 4
| DMX101 | [6 empty] | ER491 | DMX101 | 5
| DMX102 | [6 empty] | ER491 | DMX102 | 6
| DMX103 | [6 empty] | ER491 | DMX103 | 7
| DMX104 | TP002 | TECH PANEL | SUB STAGE | B01 | 300 | 2 | ER491 | DMX104 | 8
| DMX105 | [6 empty] | ER491 | DMX105 | 9
| DMX106 | TP003 | TECH PANEL | SUB STAGE | B01 | 300 | 4 | ER491 | DMX106 | 10
| DMX107 | [6 empty] | ER491 | DMX107 | 11
| DMX108 | [6 empty] | ER491 | DMX108 | 12
| DMX109 | [6 empty] | ER491 | DMX109 | 13
| DMX110 | TP201 | TECH PANEL (SM Panel) | STAGE | G15 | 300 | 2 | ER491 | DMX110 | 14
| DMX111 | [6 empty] | ER491 | DMX111 | 15
| DMX112 | TP201A | TECH PANEL (SM Panel) | PERF LOCK | G23 | 300 | 2 | ER491 | DMX112 | 16
| DMX113 | [6 empty] | ER491 | DMX113 | 17
| DMX114 | TP202 | TECH PANEL (SM Panel) | STAGE | G15 | 300 | 2 | ER491 | DMX114 | 18
| DMX115 | [6 empty] | ER491 | DMX115 | 19
| DMX116 | TP203 | TECH PANEL | STAGE | G15 | 300 | 2 | ER491 | DMX116 | 20
| DMX117 | [6 empty] | ER491 | DMX117 | 21
| DMX118 | [6 empty] | ER491 | DMX118 | 22
| DMX119 | TP204 | TECH PANEL | STAGE | G15 | 300 | 2 | ER491 | DMX119 | 23
| DMX120 | [6 empty] | ER491 | DMX120 | 24
| DMX121 | TP251 | TECH PANEL | FORESTAGE | B02 | 300 | 2 | ER491 | DMX121 | 1
| DMX122 | [6 empty] | ER491 | DMX122 | 2
| DMX123 | TP252 | TECH PANEL | FORESTAGE | B02 | 300 | 2 | ER491 | DMX123 | 3
| DMX124 | [6 empty] | ER491 | DMX124 | 4
| DMX125 | TP601 | TECH PANEL | TECH (GALLERY) | 218 | 300 | 2 | ER491 | DMX125 | 5
| DMX126 | [6 empty] | ER491 | DMX126 | 6
| DMX127 | TP602 | TECH PANEL | TECH (GALLERY) | 219 | 300 | 2 | ER491 | DMX127 | 7
| DMX128 | [6 empty] | ER491 | DMX128 | 8
| DMX129 | TP603 | TECH PANEL | TECH (GALLERY) | 218 | 300 | 2 | ER491 | DMX129 | 9
| DMX130 | [6 empty] | ER491 | DMX130 | 10
| DMX131 | TP604 | TECH PANEL | TECH (GALLERY) | 219 | 300 | 2 | ER491 | DMX131 | 11
| DMX132 | [6 empty] | ER491 | DMX132 | 12
| DMX133 | TP801 | TECH PANEL | FLY GALLERY | DMX133 | 300 | 2 | ER491 | DMX133 | 13
| DMX134 |  |  |  | DMX134 |  |  | ER491 | DMX134 | 14
| DMX135 | TP802 | TECH PANEL | FLY GALLERY |  | 300 | 2 | ER491 | DMX135 | 15
| DMX136 | [6 empty] | ER491 | DMX136 | 16
| DMX137 | TP803 | TECH PANEL | FLY GALLERY |  | 300 | 2 | ER491 | DMX137 | 17
| DMX138 | [6 empty] | ER491 | DMX138 | 18
| DMX139 | TP804 | TECH PANEL | FLY GALLERY |  | 300 | 2 | ER491 | DMX139 | 19
| DMX140 | [6 empty] | ER491 | DMX140 | 20
| DMX141 | TP851 | TECH PANEL | CABLE NET |  | 300 | 2 | ER491 | DMX141 | 21
| DMX142 | [6 empty] | ER491 | DMX142 | 22
| DMX143 | TP852 | TECH PANEL | CABLE NET |  | 300 | 2 | ER491 | DMX143 | 23
| DMX144 | [6 empty] | ER491 | DMX144 | 24
| DMX145 | TP853 | TECH PANEL | CABLE NET |  | 300 | 2 | ER491 | DMX145 | 1
| DMX146 | [6 empty] | ER491 | DMX146 | 2
| DMX147 | TP854 | TECH PANEL | CABLE NET |  | 300 | 2 | ER491 | DMX147 | 3
| DMX148 | [6 empty] | ER491 | DMX148 | 4
| DMX149 | BS217 | TECH PANEL | WORKSHOP G35 |  | 1200 | 2 | ER491 | DMX149 | 5
| DMX150 | [6 empty] | ER491 | DMX150 | 6 | 213
| DMX151 | BS218 | TECH PANEL | SCENE DOCK G24 |  | 500 | 2 | ER491 | DMX151 | 7
| DMX152 | [6 empty] | ER491 | DMX152 | 8
| DMX153 | FS561 | FOLLOW SPOT | LEVEL2 |  |  |  | ER491 | DMX153 | 9
| DMX154 | FS562 | FOLLOW SPOT | LEVEL2 |  |  |  | ER492 | DMX154 | 10
| DMX155 | [7 empty] | DMX155 | 11
| DMX156 | [7 empty] | DMX156 | 12
| DMX157 | [7 empty] | DMX157 | 13
| DMX158 | [7 empty] | DMX158 | 14
| DMX159 | [7 empty] | DMX159 | 15
| DMX160 | [7 empty] | DMX160 | 16
| DMX161 | [7 empty] | DMX161 | 17
| DMX162 | [7 empty] | DMX162 | 18
| DMX163 | [7 empty] | DMX163 | 19
| DMX164 | [7 empty] | DMX164 | 20
| DMX165 | [7 empty] | DMX165 | 21
| DMX166 | [7 empty] | DMX166 | 22
| DMX167 | [7 empty] | DMX167 | 23
| DMX168 | [7 empty] | DMX168 | 24
| DMX169 | CN701 | LIGHTING | CONFERENCE 1 | 206 | PIPE GRID | 2 | ER601 | DMX169 | 1
| DMX170 | [6 empty] | ER601 | DMX170 | 2
| DMX171 | CN702 | LIGHTING | CONFERENCE 1 | 206 | PIPE GRID | 2 | ER601 | DMX171 | 3
| DMX172 | [6 empty] | ER601 | DMX172 | 4
| DMX173 | CN703 | LIGHTING | CONFERENCE 1 | 206 | PIPE GRID | 2 | ER601 | DMX173 | 5
| DMX174 | [6 empty] | ER601 | DMX174 | 6
| DMX175 | CN704 | LIGHTING | CONFERENCE 1 | 206 | PIPE GRID | 2 | ER601 | DMX175 | 7
| DMX176 | [6 empty] | ER601 | DMX176 | 8
| DMX177 | CN705 | LIGHTING | CONFERENCE 1 | 206 | PIPE GRID | 2 | ER601 | DMX177 | 9
| DMX178 | [6 empty] | ER601 | DMX178 | 10
| DMX179 | CN706 | LIGHTING | CONFERENCE 1 | 206 | PIPE GRID | 2 | ER601 | DMX179 | 11
| DMX180 | [6 empty] | ER601 | DMX180 | 12
| DMX181 | CN707 | LIGHTING | CONFERENCE 1 | 206 | PIPE GRID | 2 | ER601 | DMX181 | 13
| DMX182 | [6 empty] | ER601 | DMX182 | 14
| DMX183 | CN708 | LIGHTING | CONFERENCE 1 | 206 | PIPE GRID | 2 | ER601 | DMX183 | 15
| DMX184 | [6 empty] | ER601 | DMX184 | 16
| DMX185 | CN751 | LIGHTING | CONFERENCE 2 | 205 | PIPE GRID | 2 | ER601 | DMX185 | 17
| DMX186 | [6 empty] | ER601 | DMX186 | 18
| DMX187 | CN752 | LIGHTING | CONFERENCE 2 | 205 | PIPE GRID | 2 | ER601 | DMX187 | 19
| DMX188 | [6 empty] | ER601 | DMX188 | 20
| DMX189 | CN753 | LIGHTING | CONFERENCE 2 | 205 | PIPE GRID | 2 | ER601 | DMX189 | 21
| DMX190 | [6 empty] | ER601 | DMX190 | 22
| DMX191 | CN754 | LIGHTING | CONFERENCE 2 | 205 | PIPE GRID | 2 | ER601 | DMX191 | 23
| DMX192 | [6 empty] | ER601 | DMX192 | 24
| DMX193 | CN755 | LIGHTING | CONFERENCE 2 | 205 | PIPE GRID | 2 | ER601 | DMX193 | 1
| DMX194 | [6 empty] | ER601 | DMX194 | 2
| DMX195 | CN756 | LIGHTING | CONFERENCE 2 | 205 | PIPE GRID | 2 | ER601 | DMX195 | 3
| DMX196 | [6 empty] | ER601 | DMX196 | 4
| DMX197 | CN757 | LIGHTING | CONFERENCE 2 | 205 | PIPE GRID | 2 | ER601 | DMX197 | 5
| DMX198 | [6 empty] | ER601 | DMX198 | 6
| DMX199 | CN758 | LIGHTING | CONFERENCE 2 | 205 | PIPE GRID | 2 | ER601 | DMX199 | 7
| DMX200 | [6 empty] | ER601 | DMX200 | 8
| DMX201 | DIM602 | DIMMER RACK | FURNITURE STORE | 209 | REF DWG | 4 | ER601 | DMX201 | 9
| DMX202 | [6 empty] | ER601 | DMX202 | 10
| DMX203 | [6 empty] | ER601 | DMX203 | 11
| DMX204 | [6 empty] | ER601 | DMX204 | 12
| DMX205 | BR701 | LIGHTING | BREAK OUT | 204 | CEILING | 2 | ER601 | DMX205 | 13
| DMX206 | [6 empty] | ER601 | DMX206 | 14
| DMX207 | BR702 | LIGHTING | BREAK OUT | 204 | CEILING | 2 | ER601 | DMX207 | 15
| DMX208 | [6 empty] | ER601 | DMX208 | 16
| DMX209 | BR703 | LIGHTING | BREAK OUT | 204 | CEILING | 2 | ER601 | DMX209 | 17
| DMX210 | [6 empty] | ER601 | DMX210 | 18
| DMX211 | BR704 | LIGHTING | BREAK OUT | 204 | CEILING | 2 | ER601 | DMX211 | 19
| DMX212 | [6 empty] | ER601 | DMX212 | 20
| DMX213 | RH701 | LIGHITNG | REHEARSAL | 203 | PIPE GRID | 2 | ER601 | DMX213 | 21
| DMX214 | [6 empty] | ER601 | DMX214 | 22
| DMX215 | RH702 | LIGHITNG | REHEARSAL | 203 | PIPE GRID | 2 | ER601 | DMX215 | 23
| DMX216 | [6 empty] | ER601 | DMX216 | 24
| DMX217 | RH703 | LIGHITNG | REHEARSAL | 203 | PIPE GRID | 2 | ER601 | DMX217 | 1
| DMX218 | [6 empty] | ER601 | DMX218 | 2
| DMX219 | RH704 | LIGHITNG | REHEARSAL | 203 | PIPE GRID | 2 | ER601 | DMX219 | 3
| DMX220 | [6 empty] | ER601 | DMX220 | 4
| DMX221 | RH705 | LIGHITNG | REHEARSAL | 203 | PIPE GRID | 2 | ER601 | DMX221 | 5
| DMX222 | [6 empty] | ER601 | DMX222 | 6
| DMX223 | RH706 | LIGHITNG | REHEARSAL | 203 | PIPE GRID | 2 | ER601 | DMX223 | 7
| DMX224 | [6 empty] | ER601 | DMX224 | 8
| DMX225 | RH707 | LIGHITNG | REHEARSAL | 203 | PIPE GRID | 2 | ER601 | DMX225 | 9
| DMX226 | [6 empty] | ER601 | DMX226 | 10
| DMX227 | RH708 | LIGHITNG | REHEARSAL | 203 | PIPE GRID | 2 | ER601 | DMX227 | 11
| DMX228 | [6 empty] | ER601 | DMX228 | 12
| DMX229 | CN611 | TECH PANEL | CONFERENCE 1 | 206 | 300 | 2 | ER601 | DMX229 | 13
| DMX230 | [6 empty] | ER601 | DMX230 | 14
| DMX231 | CN612 | TECH PANEL | CONFERENCE 1 | 206 | 0 | 2 | ER601 | DMX231 | 15
| DMX232 | [6 empty] | ER601 | DMX232 | 16
| DMX233 | CN661 | TECH PANEL | CONFERENCE 2 | 205 | 0 | 2 | ER601 | DMX233 | 17
| DMX234 | [6 empty] | ER601 | DMX234 | 18
| DMX235 | CN662 | TECH PANEL | CONFERENCE 2 | 205 | 0 | 2 | ER601 | DMX235 | 19
| DMX236 | [6 empty] | ER601 | DMX236 | 20
| DMX237 | RH611 | TECH PANEL | REHEARSAL | 203 | 300 | 2 | ER601 | DMX237 | 21
| DMX238 | [6 empty] | ER601 | DMX238 | 22
| DMX239 | RH612 | TECH PANEL | REHEARSAL | 203 | 300 | 2 | ER601 | DMX239 | 23
| DMX240 | [6 empty] | ER601 | DMX240 | 24
| DMX241 | RH613 | TECH PANEL | REHEARSAL | 203 | 0 | 2 | ER601 | DMX241 | 1
| DMX242 | [6 empty] | ER601 | DMX242 | 2

## Cable ID PAGING SPEAKER
| Cable ID PAGING SPEAKER |  |  |  |  | Rev | B
|  | Notes | Notes
|  | CABLE TYPE | 18 AWG 0.75mm2 figure 8
Cable ID | PANEL ID | DESCRIPTION | LOCATION | ROOM | AFFL (MM) | Quantity of outlets | To/from | Cable ID
PSP001 | BS202 | VOL CTRL | PRINC. DR. RM. 1 | G26 | 1200 | 1 | ER401 | PSP001
PSP002 | BS204 | VOL CTRL | MULTI-PURPOSE RM/GREE | G32 | 1200 | 1 | ER401 | PSP002
PSP003 | BS206 | VOL CTRL | DR. RM. | G39 | 1200 | 1 | ER401 | PSP003
PSP004 | BS208 | VOL CTRL | DR. RM. | G29 | 1200 | 1 | ER401 | PSP004
PSP005 | BS210 | VOL CTRL | PRINC. DR. RM. 2 | G20 | 1200 | 1 | ER401 | PSP005
PSP006 | BS212 | VOL CTRL | STAGE DOOR | G41 | 1200 | 1 | ER401 | PSP006
PSP007 | BS216 | VOL CTRL | WORKSHOP | G35 | 1200 | 1 | ER401 | PSP007
PSP008 | BS601 | VOL CTRL | GUEST DRESS ROOM | 212 | 1200 | 1 | ER401 | PSP008

## Cable ID PAGING STATION
| Cable ID PAGING STATION |  |  |  |  | Rev | B
Notes
|  | CABLE TYPE | Cat 6A U/FTP R&M R308247
Cable ID | PANEL ID | DESCRIPTION | LOCATION | ROOM | AFFL (MM) | Quantity of outlets | To/from | Cable ID
PS001 | FY231 | HOUSE MANAGERS PANEL | FUNCTION/FOYER | G01 | 1100 | 1 | ER211 | PS001
PS002 | CR493 | AV CONTROL | CONTROL ROOM |  | 500 | 1 | ER401 | PS002
PS003 | TP201 | TECH PANEL (SM Panel) | STAGE | G15 | 300 | 1 | ER401 | PS003
PS004 | TP201A | TECH PANEL (SM Panel) | PERF LOCK | G23 | 300 | 1 | ER401 | PS004
PS005 | TP202 | TECH PANEL (SM Panel) | STAGE | G15 | 300 | 1 | ER401 | PS005

## Cable ID PERFORMANCE LOUDSPKR
| Cable ID PERFORMANCE LOUDSPKR |  |  |  |  | Rev | B
Notes
|  | CABLE TYPE | 11AWG 4mm2 figure 8 with overall sheath
Cable ID | PANEL ID | DESCRIPTION | LOCATION | ROOM | AFFL (MM) | Quantity of outlets | To/from | Cable ID
PA001 | SX851A | SPEAKER (ARRAY) | STAGE LEFT CHAIN HOIST | G16 | Prosc Wall SL 1600 | 4 | ER401 | PA001
PA002 | [6 empty] | ER401 | PA002
PA003 | [6 empty] | ER401 | PA003
PA004 | [6 empty] | ER401 | PA004
PA005 | SX855A | SPEAKER (ARRAY) | STAGE RIGHT CHAIN HOIST | G16 | Prosc Wall SR 1600 | 4 | ER401 | PA005
PA006 | [6 empty] | ER401 | PA006
PA007 | [6 empty] | ER401 | PA007
PA008 | [6 empty] | ER401 | PA008
PA009 | SX853 | TOP SUB |  |  |  |  | ER401 | PA009
PA010 | SX251 | PIT SUB | UNDER STAGE FRONT EDGE |  |  |  | ER401 | PA010
PA011 | SX254/6 | STAGE EDGE FILL | STAGE RIGHT | G16 |  | Prosc Wall | ER401 | PA011
PA012 | SX453/5 | STAGE EDGE FILL | STAGE LEFT | G16 |  | 2 | ER401 | PA012
PA013 | SX852 | WALL SPKR - FRONT FILL | STAGE LEFT PROSC |  | 3600 | 1 | ER401 | PA013
PA014 | SX252 | WALL SPKR - FRONT FILL | STAGE RIGHT PROSC |  | 3600 | 1 | ER401 | PA014
PA015 | SX255 | WALL SPKR - FRONT FILL | STAGE LEFT PROSC |  | 1600 |  | ER401 | PA015
PA016 | SX256 | WALL SPKR - FRONT FILL | STAGE RIGHT PROSC |  | 1600 |  | ER401 | PA016
PA017 | SX851B | SPARE |  | SX351 ? |  | 1 | ER401 | PA017
PA018 | SX855B | SPARE |  | SX352 ? |  | 1 | ER401 | PA018
PA019 | FB201 | FLOORBOXES | STAGE MONITORS | G15 | 0 | 1 | ER401 | PA019
PA020 | FB202 | FLOORBOXES | STAGE MONITORS | G15 | 0 | 1 | ER401 | PA020
PA021 | FB203 | FLOORBOXES | STAGE MONITORS | G15 | 0 | 1 | ER401 | PA021
PA022 | FB204 | FLOORBOXES | STAGE MONITORS | G15 | 0 | 1 | ER401 | PA022
PA023 | FB205 | FLOORBOXES | STAGE MONITORS | G15 | 0 | 1 | ER401 | PA023
PA024 | FB206 | FLOORBOXES | STAGE MONITORS | G15 | 0 | 1 | ER401 | PA024
PA025 | FB207 | FLOORBOXES | STAGE MONITORS | G15 | 0 | 1 | ER401 | PA025
PA026 | FB208 | FLOORBOXES | STAGE MONITORS | G15 | 0 | 1 | ER401 | PA026
PA027 | FB251 | FLOORBOXES | AUDITORIUM | G16 | 0 | 1 | ER401 | PA027
PA028 | FB252 | FLOORBOXES | AUDITORIUM | G16 | 0 | 1 | ER401 | PA028
PA029 | FB253 | FLOORBOXES | AUDITORIUM | G16 | 0 | 1 | ER401 | PA029
PA030 | FB254 | FLOORBOXES | AUDITORIUM | G16 | 0 | 1 | ER401 | PA030
PA031 | FB255 | FLOORBOXES | AUDITORIUM | G16 | 0 | 1 | ER401 | PA031
PA032 | FB256 | FLOORBOXES | AUDITORIUM | G16 | 0 | 1 | ER401 | PA032
PA033 | FB257 | FLOORBOXES | AUDITORIUM | G16 | 0 | 1 | ER401 | PA033
PA034 | FB258 | FLOORBOXES | AUDITORIUM | G16 | 0 | 1 | ER401 | PA034
PA035 | FB259 | FLOORBOXES | AUDITORIUM | G16 | 0 | 1 | ER401 | PA035
PA036 | TP251 | TECH PANEL | FORESTAGE | B02 | 300 | 2 | ER401 | PA036
PA037 | [6 empty] | ER401 | PA037
PA038 | TP252 | TECH PANEL | FORESTAGE | B02 | 300 | 2 | ER401 | PA038
PA039 | [6 empty] | ER401 | PA039
PA040 | LX451 | LX BALCONY BAR | AUDITORIUM | G16 | ON BAR | 1 | ER401 | PA040
PA041 | LX452 | LX BALCONY BAR | AUDITORIUM | G16 | ON BAR | 1 | ER401 | PA041
PA042 | LX453 | LX BALCONY BAR | AUDITORIUM | G16 | ON BAR | 2 | ER401 | PA042
PA043 | [6 empty] | ER401 | PA043
PA044 | LX454 | LX BALCONY BAR | AUDITORIUM | G16 | ON BAR | 2 | ER401 | PA044
PA045 | [6 empty] | ER401 | PA045
PA046 | LX651 | LX BALCONY BAR | LEVEL 2 BALCONY |  | ON BAR | 2 | ER401 | PA046
PA047 | [6 empty] | ER401 | PA047
PA048 | LX652 | LX BALCONY BAR | LEVEL 2 BALCONY |  | ON BAR | 2 | ER401 | PA048
PA049 | [6 empty] | ER401 | PA049
PA050 | LX653 | LX BALCONY BAR | LEVEL 2 BALCONY |  | ON BAR | 2 | ER401 | PA050
PA051 | [6 empty] | ER401 | PA051
PA052 | LX654 | LX BALCONY BAR | LEVEL 2 BALCONY |  | ON BAR | 2 | ER401 | PA052
PA053 | [6 empty] | ER401 | PA053
PA054 | LX655 | LX BALCONY BAR | LEVEL 2 BALCONY |  | ON BAR | 2 | ER401 | PA054
PA055 | [6 empty] | ER401 | PA055
PA056 | LX656 | LX BALCONY BAR | LEVEL 2 BALCONY |  | ON BAR | 2 | ER401 | PA056
PA057 | [6 empty] | ER401 | PA057
PA058 | SX451 | SPEAKER | LEVEL 1 BALCONY |  | ON BAR | 2 | ER401 | PA058
PA059 | [6 empty] | ER401 | PA059
PA060 | SX452 | SPEAKER | LEVEL 1 BALCONY |  | ON BAR | 2 | ER401 | PA060
PA061 | [6 empty] | ER401 | PA061
PA062 | LX451 |  | LEVEL 1 BALCONY |  |  | 2 | ER401 | PA062
PA063 | [6 empty] | ER401 | PA063
PA064 | LX452 |  | LEVEL 1 BALCONY |  |  | 2 | ER401 | PA064
PA065 | [6 empty] | ER401 | PA065
PA066 | LX453 |  | LEVEL 1 BALCONY |  |  | 2 | ER401 | PA066
PA067 | [6 empty] | ER401 | PA067
PA068 | LX454 |  | LEVEL 1 BALCONY |  |  | 2 | ER401 | PA068
PA069 | [6 empty] | ER401 | PA069

## Cable ID STAGE LIGHTING OUTLETS
|  | Cable ID STAGE LIGHTING OUTLETS |  |  |  |  | Rev | B
Notes
|  | CABLE TYPE | TPS 2.5mm
Cable ID | PANEL ID | DESCRIPTION | LOCATION | ROOM | AFFL (MM) | Quantity of outlets | To/from | Cable ID
SLO001 | LX801 | LX BAR | STAGE | G15 | CEILING | 18 | DIM601 | SLO001
SLO002 | LX801 | [6 empty] | SLO002
SLO003 | LX801 | [6 empty] | SLO003
SLO004 | LX801 | [6 empty] | SLO004
SLO005 | LX801 | [6 empty] | SLO005
SLO006 | LX801 | [6 empty] | SLO006
SLO007 | LX801 | [6 empty] | SLO007
SLO008 | LX801 | [6 empty] | SLO008
SLO009 | LX801 | [6 empty] | SLO009
SLO010 | LX801 | [6 empty] | SLO010
SLO011 | LX801 | [6 empty] | SLO011
SLO012 | LX801 | [6 empty] | SLO012
SLO013 | LX801 | [6 empty] | SLO013
SLO014 | LX801 | [6 empty] | SLO014
SLO015 | LX801 | [6 empty] | SLO015
SLO016 | LX801 | [6 empty] | SLO016
SLO017 | LX801 | [6 empty] | SLO017
SLO018 | LX801 | [6 empty] | SLO018
SLO019 | LX802 | LX BAR | STAGE | G15 | CEILING | 18 | DIM601 | SLO019
SLO020 | LX802 | [6 empty] | SLO020
SLO021 | LX802 | [6 empty] | SLO021
SLO022 | LX802 | [6 empty] | SLO022
SLO023 | LX802 | [6 empty] | SLO023
SLO024 | LX802 | [6 empty] | SLO024
SLO025 | LX802 | [6 empty] | SLO025
SLO026 | LX802 | [6 empty] | SLO026
SLO027 | LX802 | [6 empty] | SLO027
SLO028 | LX802 | [6 empty] | SLO028
SLO029 | LX802 | [6 empty] | SLO029
SLO030 | LX802 | [6 empty] | SLO030
SLO031 | LX802 | [6 empty] | SLO031
SLO032 | LX802 | [6 empty] | SLO032
SLO033 | LX802 | [6 empty] | SLO033
SLO034 | LX802 | [6 empty] | SLO034
SLO035 | LX802 | [6 empty] | SLO035
SLO036 | LX802 | [6 empty] | SLO036
SLO037 | LX803 | LX BAR | STAGE | G15 | CEILING | 18 | DIM601 | SLO037
SLO038 | LX803 | [6 empty] | SLO038
SLO039 | LX803 | [6 empty] | SLO039
SLO040 | LX803 | [6 empty] | SLO040
SLO041 | LX803 | [6 empty] | SLO041
SLO042 | LX803 | [6 empty] | SLO042
SLO043 | LX803 | [6 empty] | SLO043
SLO044 | LX803 | [6 empty] | SLO044
SLO045 | LX803 | [6 empty] | SLO045
SLO046 | LX803 | [6 empty] | SLO046
SLO047 | LX803 | [6 empty] | SLO047
SLO048 | LX803 | [6 empty] | SLO048
SLO049 | LX803 | [6 empty] | SLO049
SLO050 | LX803 | [6 empty] | SLO050
SLO051 | LX803 | [6 empty] | SLO051
SLO052 | LX803 | [6 empty] | SLO052
SLO053 | LX803 | [6 empty] | SLO053
SLO054 | LX803 | [6 empty] | SLO054
SLO055 | LX804 | LX BAR | STAGE | G15 | CEILING | 18 | DIM601 | SLO055
SLO056 | LX804 | [6 empty] | SLO056
SLO057 | LX804 | [6 empty] | SLO057
SLO058 | LX804 | [6 empty] | SLO058
SLO059 | LX804 | [6 empty] | SLO059
SLO060 | LX804 | [6 empty] | SLO060
SLO061 | LX804 | [6 empty] | SLO061
SLO062 | LX804 | [6 empty] | SLO062
SLO063 | LX804 | [6 empty] | SLO063
SLO064 | LX804 | [6 empty] | SLO064
SLO065 | LX804 | [6 empty] | SLO065
SLO066 | LX804 | [6 empty] | SLO066
SLO067 | LX804 | [6 empty] | SLO067
SLO068 | LX804 | [6 empty] | SLO068
SLO069 | LX804 | [6 empty] | SLO069
SLO070 | LX804 | [6 empty] | SLO070
SLO071 | LX804 | [6 empty] | SLO071
SLO072 | LX804 | [6 empty] | SLO072
SLO073 | LX851 | LX BAR (ORCH) | AUDITORIUM | G16 | CEILING | 18 | DIM601 | SLO073
SLO074 | LX851 | [6 empty] | SLO074
SLO075 | LX851 | [6 empty] | SLO075
SLO076 | LX851 | [6 empty] | SLO076
SLO077 | LX851 | [6 empty] | SLO077
SLO078 | LX851 | [6 empty] | SLO078
SLO079 | LX851 | [6 empty] | SLO079
SLO080 | LX851 | [6 empty] | SLO080
SLO081 | LX851 | [6 empty] | SLO081
SLO082 | LX851 | [6 empty] | SLO082
SLO083 | LX851 | [6 empty] | SLO083
SLO084 | LX851 | [6 empty] | SLO084
SLO054 | LX851 | [6 empty] | SLO085
SLO086 | LX851 | [6 empty] | SLO086
SLO087 | LX851 | [6 empty] | SLO087
SLO088 | LX851 | [6 empty] | SLO088
SLO089 | LX851 | [6 empty] | SLO089
SLO090 | LX851 | [6 empty] | SLO090
SLO091 | LX861 | LX BAR | CABLE NET |  | ON CABLENET PICKUPS | 18 | DIM601 | SLO091
SLO092 | LX861 | [6 empty] | SLO092
SLO093 | LX861 | [6 empty] | SLO093
SLO094 | LX861 | [6 empty] | SLO094
SLO095 | LX861 | [6 empty] | SLO095
SLO096 | LX861 | [6 empty] | SLO096
SLO097 | LX861 | [6 empty] | SLO097
SLO098 | LX861 | [6 empty] | SLO098
SLO099 | LX861 | [6 empty] | SLO099
SLO100 | LX861 | [6 empty] | SLO100
SLO101 | LX861 | [6 empty] | SLO101
SLO102 | LX861 | [6 empty] | SLO102
SLO103 | LX861 | [6 empty] | SLO103
SLO104 | LX861 | [6 empty] | SLO104
SLO105 | LX861 | [6 empty] | SLO105
SLO106 | LX861 | [6 empty] | SLO106
SLO107 | LX861 | [6 empty] | SLO107
SLO108 | LX861 | [6 empty] | SLO108
SLO109 | LX862 | LX BAR | CABLE NET |  | ON CABLENET PICKUPS | 18 | DIM601 | SLO109
SLO110 | LX862 | [6 empty] | SLO110
SLO111 | LX862 | [6 empty] | SLO111
SLO112 | LX862 | [6 empty] | SLO112
SLO113 | LX862 | [6 empty] | SLO113
SLO114 | LX862 | [6 empty] | SLO114
SLO115 | LX862 | [6 empty] | SLO115
SLO116 | LX862 | [6 empty] | SLO116
SLO117 | LX862 | [6 empty] | SLO117
SLO118 | LX862 | [6 empty] | SLO118
SLO119 | LX862 | [6 empty] | SLO119
SLO120 | LX862 | [6 empty] | SLO120
SLO121 | LX862 | [6 empty] | SLO121
SLO122 | LX862 | [6 empty] | SLO122
SLO123 | LX862 | [6 empty] | SLO123
SLO124 | LX862 | [6 empty] | SLO124
SLO125 | LX862 | [6 empty] | SLO125
SLO126 | LX862 | [6 empty] | SLO126
SLO127 | LX863 | LX BAR | CABLE NET |  | ON CABLENET PICKUPS | 18 | DIM601 | SLO127
SLO128 | LX863 | [6 empty] | SLO128
SLO129 | LX863 | [6 empty] | SLO129
SLO130 | LX863 | [6 empty] | SLO130
SLO131 | LX863 | [6 empty] | SLO131
SLO132 | LX863 | [6 empty] | SLO132
SLO133 | LX863 | [6 empty] | SLO133
SLO134 | LX863 | [6 empty] | SLO134
SLO135 | LX863 | [6 empty] | SLO135
SLO136 | LX863 | [6 empty] | SLO136
SLO137 | LX863 | [6 empty] | SLO137
SLO138 | LX863 | [6 empty] | SLO138
SLO139 | LX863 | [6 empty] | SLO139
SLO140 | LX863 | [6 empty] | SLO140
SLO141 | LX863 | [6 empty] | SLO141
SLO142 | LX863 | [6 empty] | SLO142
SLO143 | LX863 | [6 empty] | SLO143
SLO144 | LX863 | [6 empty] | SLO144
SLO145 | LX451 | LX BALCONY BAR | AUDITORIUM | G16 | ON BAR | 6 | DIM601 | SLO145
SLO146 | LX451 | [6 empty] | SLO146
SLO147 | LX451 | [6 empty] | SLO147
SLO148 | LX451 | [6 empty] | SLO148
SLO149 | LX451 | [6 empty] | SLO149
SLO150 | LX451 | [6 empty] | SLO150
SLO151 | LX452 | LX BALCONY BAR | AUDITORIUM | G16 | ON BAR | 6 | DIM601 | SLO151
SLO152 | LX452 | [6 empty] | SLO152
SLO153 | LX452 | [6 empty] | SLO153
SLO154 | LX452 | [6 empty] | SLO154
SLO155 | LX452 | [6 empty] | SLO155
SLO156 | LX452 | [6 empty] | SLO156
SLO157 | LX453 | LX BALCONY BAR | AUDITORIUM | G16 | ON BAR | 6 | DIM601 | SLO157
SLO158 | LX453 | [6 empty] | SLO158
SLO159 | LX453 | [6 empty] | SLO159
SLO160 | LX453 | [6 empty] | SLO160
SLO161 | LX453 | [6 empty] | SLO161
SLO162 | LX453 | [6 empty] | SLO162
SLO163 | LX454 | LX BALCONY BAR | AUDITORIUM | G16 | ON BAR | 6 | DIM601 | SLO163
SLO164 | LX454 | [6 empty] | SLO164
SLO165 | LX454 | [6 empty] | SLO165
SLO166 | LX454 | [6 empty] | SLO166
SLO167 | LX454 | [6 empty] | SLO167
SLO168 | LX454 | [6 empty] | SLO168
SLO169 | LX651 | LX BALCONY BAR | LEVEL 2 BALCONY |  | ON BAR | 6 | DIM601 | SLO169
SLO170 | LX651 | [6 empty] | SLO170
SLO171 | LX651 | [6 empty] | SLO171
SLO172 | LX651 | [6 empty] | SLO172
SLO173 | LX651 | [6 empty] | SLO173
SLO174 | LX651 | [6 empty] | SLO174
SLO175 | LX652 | LX BALCONY BAR | LEVEL 2 BALCONY |  | ON BAR | 6 | DIM601 | SLO175
SLO176 | LX652 | [6 empty] | SLO176
SLO177 | LX652 | [6 empty] | SLO177
SLO178 | LX652 | [6 empty] | SLO178
SLO179 | LX652 | [6 empty] | SLO179
SLO180 | LX652 | [6 empty] | SLO180
SLO181 | LX653 | LX BALCONY BAR | LEVEL 2 BALCONY |  | ON BAR | 6 | DIM601 | SLO181
SLO182 | LX653 | [6 empty] | SLO182
SLO183 | LX653 | [6 empty] | SLO183
SLO184 | LX653 | [6 empty] | SLO184
SLO185 | LX653 | [6 empty] | SLO185
SLO186 | LX653 | [6 empty] | SLO186
SLO187 | LX654 | LX BALCONY BAR | LEVEL 2 BALCONY |  | ON BAR | 6 | DIM601 | SLO187
SLO188 | LX654 | [6 empty] | SLO188
SLO189 | LX654 | [6 empty] | SLO189
SLO190 | LX654 | [6 empty] | SLO190
SLO191 | LX654 | [6 empty] | SLO191
SLO192 | LX654 | [6 empty] | SLO192
SLO193 | LX655 | LX BALCONY BAR | LEVEL 2 BALCONY |  | ON BAR | 6 | DIM601 | SLO193
SLO194 | LX655 | [6 empty] | SLO194
SLO195 | LX655 | [6 empty] | SLO195
SLO196 | LX655 | [6 empty] | SLO196
SLO197 | LX655 | [6 empty] | SLO197
SLO198 | LX655 | [6 empty] | SLO198
SLO199 | LX656 | LX BALCONY BAR | LEVEL 2 BALCONY |  | ON BAR | 6 | DIM601 | SLO199
SLO200 | LX656 | [6 empty] | SLO200
SLO201 | LX656 | [6 empty] | SLO201
SLO202 | LX656 | [6 empty] | SLO202
SLO203 | LX656 | [6 empty] | SLO203
SLO204 | LX656 | [6 empty] | SLO204
SLO205 | BS217 | TECH PANEL | WORKSHOP G35 |  | 1200 | 1 | DIM601 | SLO205
SLO206 | TP001 | TECH PANEL | SUB STAGE | B01 | 300 | 2 | DIM601 | SLO206
SLO207 | TP001 | [6 empty] | SLO207
SLO208 | TP002 | TECH PANEL | SUB STAGE | B01 | 300 | 2 | DIM601 | SLO208
SLO209 | TP002 | [6 empty] | SLO209
SLO210 | TP003 | TECH PANEL | SUB STAGE | B01 | 300 | 2 | DIM601 | SLO210
SLO211 | TP003 | [6 empty] | SLO211
SLO212 | RH613 | [6 empty] | SLO212
SLO213 | TP201 | TECH PANEL (SM Panel) | STAGE | G15 | 300 | 4 | DIM601 | SLO213
SLO214 | TP201 | [6 empty] | SLO214
SLO215 | TP201 | [6 empty] | SLO215
SLO216 | TP201 | [6 empty] | SLO216
SLO217 | TP203 | TECH PANEL | STAGE | G15 | 300 | 4 | DIM601 | SLO217
SLO218 | TP203 | [6 empty] | SLO218
SLO219 | TP203 | [6 empty] | SLO219
SLO220 | TP203 | [6 empty] | SLO220
SLO221 | TP204 | TECH PANEL | STAGE | G15 | 300 | 4 | DIM601 | SLO221
SLO222 | TP204 | [6 empty] | SLO222
SLO223 | TP204 | [6 empty] | SLO223
SLO224 | TP204 | [6 empty] | SLO224
SLO225 | TP251 | TECH PANEL | FORESTAGE | B02 | 300 | 4 | DIM601 | SLO225
SLO226 | TP251 | [6 empty] | SLO226
SLO227 | TP251 | [6 empty] | SLO227
SLO228 | TP251 | [6 empty] | SLO228
SLO229 | TP252 | TECH PANEL | FORESTAGE | B02 | 300 | 4 | DIM601 | SLO229
SLO230 | TP252 | [6 empty] | SLO230
SLO231 | TP252 | [6 empty] | SLO231
SLO232 | TP252 | [6 empty] | SLO232
SLO233 | TP801 | TECH PANEL | FLY GALLERY |  | 300 | 4 | DIM601 | SLO233
SLO234 | TP801 | [6 empty] | SLO234
SLO235 | TP801 | [6 empty] | SLO235
SLO236 | TP801 | [6 empty] | SLO236
SLO237 | TP802 | TECH PANEL | FLY GALLERY |  | 300 | 4 | DIM601 | SLO237
SLO238 | TP802 | [6 empty] | SLO238
SLO239 | TP802 | [6 empty] | SLO239
SLO240 | TP802 | [6 empty] | SLO240
SLO241 | TP803 | TECH PANEL | FLY GALLERY |  | 300 | 4 | DIM601 | SLO241
SLO242 | TP803 | [6 empty] | SLO242
SLO243 | TP803 | [6 empty] | SLO243
SLO244 | TP803 | [6 empty] | SLO244
SLO245 | TP804 | TECH PANEL | FLY GALLERY |  | 300 | 4 | DIM601 | SLO245
SLO246 | TP804 | [6 empty] | SLO246
SLO247 | TP804 | [6 empty] | SLO247
SLO248 | TP804 | [6 empty] | SLO248
SLO249 | TP851 | TECH PANEL | CABLE NET |  | 300 | 4 | DIM601 | SLO249
SLO250 | TP851 | [6 empty] | SLO250
SLO251 | TP851 | [6 empty] | SLO251
SLO252 | TP851 | [6 empty] | SLO252
SLO253 | TP852 | TECH PANEL | CABLE NET |  | 300 | 4 | DIM601 | SLO253
SLO254 | TP852 | [6 empty] | SLO254
SLO255 | TP852 | [6 empty] | SLO255
SLO256 | TP852 | [6 empty] | SLO256
SLO257 | TP853 | TECH PANEL | CABLE NET |  | 300 | 4 | DIM601 | SLO257
SLO258 | TP853 | [6 empty] | SLO258
SLO259 | TP853 | [6 empty] | SLO259
SLO260 | TP853 | [6 empty] | SLO260
SLO261 | TP854 | TECH PANEL | CABLE NET |  | 300 | 4 | DIM601 | SLO261
SLO262 | TP854 | [6 empty] | SLO262
SLO263 | TP854 | [6 empty] | SLO263
SLO264 | TP854 | [6 empty] | SLO264
SLO265 | FB201 | FLOORBOXES | STAGE | G15 | 0 | 2 | DIM601 | SLO265
SLO266 | FB201 | [6 empty] | SLO266
SLO267 | FB202 | FLOORBOXES | STAGE | G15 | 0 | 2 | DIM601 | SLO267
SLO268 | FB202 | [6 empty] | SLO268
SLO269 | FB203 | FLOORBOXES | STAGE | G15 | 0 | 2 | DIM601 | SLO269
SLO270 | FB203 | [6 empty] | SLO270
SLO271 | FB204 | FLOORBOXES | STAGE | G15 | 0 | 2 | DIM601 | SLO271
SLO272 | FB204 | [6 empty] | SLO272
SLO273 | FB205 | FLOORBOXES | STAGE | G15 | 0 | 2 | DIM601 | SLO273
SLO274 | FB205 | [6 empty] | SLO274
SLO275 | FB206 | FLOORBOXES | STAGE | G15 | 0 | 2 | DIM601 | SLO275
SLO276 | FB206 | [6 empty] | SLO276
SLO277 | FB207 | FLOORBOXES | STAGE | G15 | 0 | 2 | DIM601 | SLO277
SLO278 | FB207 | [6 empty] | SLO278
SLO279 | FB208 | FLOORBOXES | STAGE | G15 | 0 | 2 | DIM601 | SLO279
SLO280 | FB208 | [6 empty] | SLO280
SLO281 | FB251 | FLOORBOXES | AUDITORIUM | G16 | 0 | 2 | DIM601 | SLO281
SLO282 | FB251 | [6 empty] | SLO282
SLO283 | FB252 | FLOORBOXES | AUDITORIUM | G16 | 0 | 2 | DIM601 | SLO283
SLO284 | FB252 | [6 empty] | SLO284
SLO285 | FB253 | FLOORBOXES | AUDITORIUM | G16 | 0 | 2 | DIM601 | SLO285
SLO286 | FB253 | [6 empty] | SLO286
SLO287 | FB254 | FLOORBOXES | AUDITORIUM | G16 | 0 | 2 | DIM601 | SLO287
SLO288 | FB254 | [6 empty] | SLO288
SLO289 | FB255 | FLOORBOXES | AUDITORIUM | G16 | 0 | 2 | DIM601 | SLO289
SLO290 | FB255 | [6 empty] | SLO290
SLO291 | FB256 | FLOORBOXES | AUDITORIUM | G16 | 0 | 2 | DIM601 | SLO291
SLO292 | FB256 | [6 empty] | SLO292
SLO293 | FB257 | FLOORBOXES | AUDITORIUM | G16 | 0 | 2 | DIM601 | SLO293
SLO294 | FB257 | [6 empty] | SLO294
SLO295 | FB258 | FLOORBOXES | AUDITORIUM | G16 | 0 | 2 | DIM601 | SLO295
SLO296 | FB258 | [6 empty] | SLO296
SLO297 | FB259 | FLOORBOXES | AUDITORIUM | G16 | 0 | 2 | DIM601 | SLO297
SLO298 | FB259 | [6 empty] | SLO298
SLO299 | RH707 | LIGHITNG | REHEARSAL | 203 | PIPE GRID | 4 | DIM602 | SLO299
SLO300 | RH707 | [6 empty] | SLO300
SLO301 | RH707 | [6 empty] | SLO301
SLO302 | RH707 | [6 empty] | SLO302
SLO303 | RH708 | LIGHITNG | REHEARSAL | 203 | PIPE GRID | 4 | DIM602 | SLO303
SLO304 | RH708 | [6 empty] | SLO304
SLO305 | RH708 | [6 empty] | SLO305
SLO306 | RH708 | [6 empty] | SLO306
SLO307 | TP601 | TECH PANEL | TECH (GALLERY) | 218 | 300 | 6 | DIM601 | SLO307
SLO308 | TP601 | [6 empty] | SLO308
SLO309 | TP601 | [6 empty] | SLO309
SLO310 | TP601 | [6 empty] | SLO310
SLO311 | TP601 | [6 empty] | SLO311
SLO312 | TP601 | [6 empty] | SLO312
SLO313 | TP602 | TECH PANEL | TECH (GALLERY) | 219 | 300 | 6 | DIM601 | SLO313
SLO314 | TP602 | [6 empty] | SLO314
SLO315 | TP602 | [6 empty] | SLO315
SLO316 | TP602 | [6 empty] | SLO316
SLO317 | TP602 | [6 empty] | SLO317
SLO318 | TP602 | [6 empty] | SLO318
SLO319 | TP603 | TECH PANEL | TECH (GALLERY) | 218 | 300 | 6 | DIM601 | SLO319
SLO320 | TP603 | [6 empty] | SLO320
SLO321 | TP603 | [6 empty] | SLO321
SLO322 | TP603 | [6 empty] | SLO322
SLO323 | TP603 | [6 empty] | SLO323
SLO324 | TP603 | [6 empty] | SLO324
SLO325 | TP604 | TECH PANEL | TECH (GALLERY) | 219 | 300 | 6 | DIM601 | SLO325
SLO326 | TP604 | [6 empty] | SLO326
SLO327 | TP604 | [6 empty] | SLO327
SLO328 | TP604 | [6 empty] | SLO328
SLO329 | TP604 | [6 empty] | SLO329
SLO330 | TP604 | [6 empty] | SLO330
SLO331 | CN611 | TECH PANEL | CONFERENCE 1 | 206 | 300 | 2 | DIM602 | SLO331
SLO332 | CN611 | [6 empty] | SLO332
SLO333 | CN612 | TECH PANEL | CONFERENCE 1 | 206 | 0 | 2 | DIM602 | SLO333
SLO334 | CN612 | [6 empty] | SLO334
SLO335 | CN661 | TECH PANEL | CONFERENCE 2 | 205 | 0 | 2 | DIM602 | SLO335
SLO336 | CN661 | [6 empty] | SLO336
SLO337 | CN662 | TECH PANEL | CONFERENCE 2 | 205 | 0 | 2 | DIM602 | SLO337
SLO338 | CN662 | [6 empty] | SLO338
SLO339 | BR701 | LIGHTING | BREAK OUT | 204 | CEILING | 2 | DIM602 | SLO339
SLO340 | BR701 | [6 empty] | SLO340
SLO341 | BR702 | LIGHTING | BREAK OUT | 204 | CEILING | 2 | DIM602 | SLO341
SLO342 | BR702 | [6 empty] | SLO342
SLO343 | BR703 | LIGHTING | BREAK OUT | 204 | CEILING | 2 | DIM602 | SLO343
SLO344 | BR703 | [6 empty] | SLO344
SLO345 | BR704 | LIGHTING | BREAK OUT | 204 | CEILING | 2 | DIM602 | SLO345
SLO346 | BR704 | [6 empty] | SLO346
SLO347 | RH611 | TECH PANEL | REHEARSAL | 203 | 300 | 2 | DIM602 | SLO347
SLO348 | RH611 | [6 empty] | SLO348
SLO349 | RH612 | TECH PANEL | REHEARSAL | 203 | 300 | 2 | DIM602 | SLO349
SLO350 | RH612 | [6 empty] | SLO350
SLO351 | RH613 | TECH PANEL | REHEARSAL | 203 | 0 | 2 | DIM602 | SLO351
SLO352 | [7 empty] | SLO352
SLO353 | CN701 | LIGHTING | CONFERENCE 1 | 206 | PIPE GRID | 4 | DIM602 | SLO353
SLO354 | CN701 | [6 empty] | SLO354
SLO355 | CN701 | [6 empty] | SLO355
SLO356 | CN701 | [6 empty] | SLO356
SLO357 | CN702 | LIGHTING | CONFERENCE 1 | 206 | PIPE GRID | 4 | DIM602 | SLO357
SLO358 | CN702 | [6 empty] | SLO358
SLO359 | CN702 | [6 empty] | SLO359
SLO360 | CN702 | [6 empty] | SLO360
SLO361 | CN703 | LIGHTING | CONFERENCE 1 | 206 | PIPE GRID | 4 | DIM602 | SLO361
SLO362 | CN703 | [6 empty] | SLO362
SLO363 | CN703 | [6 empty] | SLO363
SLO364 | CN703 | [6 empty] | SLO364
SLO365 | CN704 | LIGHTING | CONFERENCE 1 | 206 | PIPE GRID | 4 | DIM602 | SLO365
SLO366 | CN704 | [6 empty] | SLO366
SLO367 | CN704 | [6 empty] | SLO367
SLO368 | CN704 | [6 empty] | SLO368
SLO369 | CN705 | LIGHTING | CONFERENCE 1 | 206 | PIPE GRID | 4 | DIM602 | SLO369
SLO370 | CN705 | [6 empty] | SLO370
SLO371 | CN705 | [6 empty] | SLO371
SLO372 | CN705 | [6 empty] | SLO372
SLO373 | CN706 | LIGHTING | CONFERENCE 1 | 206 | PIPE GRID | 4 | DIM602 | SLO373
SLO374 | CN706 | [6 empty] | SLO374
SLO375 | CN706 | [6 empty] | SLO375
SLO376 | CN706 | [6 empty] | SLO376
SLO377 | CN707 | LIGHTING | CONFERENCE 1 | 206 | PIPE GRID | 4 | DIM602 | SLO377
SLO378 | CN707 | [6 empty] | SLO378
SLO379 | CN707 | [6 empty] | SLO379
SLO380 | CN707 | [6 empty] | SLO380
SLO381 | CN708 | LIGHTING | CONFERENCE 1 | 206 | PIPE GRID | 4 | DIM602 | SLO381
SLO382 | CN708 | [6 empty] | SLO382
SLO383 | CN708 | [6 empty] | SLO383
SLO384 | CN708 | [6 empty] | SLO384
SLO385 | CN751 | LIGHTING | CONFERENCE 2 | 205 | PIPE GRID | 4 | DIM602 | SLO385
SLO386 | CN751 | [6 empty] | SLO386
SLO387 | CN751 | [6 empty] | SLO387
SLO388 | CN751 | [6 empty] | SLO388
SLO389 | CN752 | LIGHTING | CONFERENCE 2 | 205 | PIPE GRID | 4 | DIM602 | SLO389
SLO390 | CN752 | [6 empty] | SLO390
SLO391 | CN752 | [6 empty] | SLO391
SLO392 | CN752 | [6 empty] | SLO392
SLO393 | CN753 | LIGHTING | CONFERENCE 2 | 205 | PIPE GRID | 4 | DIM602 | SLO393
SLO394 | CN753 | [6 empty] | SLO394
SLO395 | CN753 | [6 empty] | SLO395
SLO396 | CN753 | [6 empty] | SLO396
SLO397 | CN754 | LIGHTING | CONFERENCE 2 | 205 | PIPE GRID | 4 | DIM602 | SLO397
SLO398 | CN754 | [6 empty] | SLO398
SLO399 | CN754 | [6 empty] | SLO399
SLO400 | CN754 | [6 empty] | SLO400
SLO401 | CN755 | LIGHTING | CONFERENCE 2 | 205 | PIPE GRID | 4 | DIM602 | SLO401
SLO402 | CN755 | [6 empty] | SLO402
SLO403 | CN755 | [6 empty] | SLO403
SLO404 | CN755 | [6 empty] | SLO404
SLO405 | CN756 | LIGHTING | CONFERENCE 2 | 205 | PIPE GRID | 4 | DIM602 | SLO405
SLO406 | CN756 | [6 empty] | SLO406
SLO407 | CN756 | [6 empty] | SLO407
SLO408 | CN756 | [6 empty] | SLO408
SLO409 | CN757 | LIGHTING | CONFERENCE 2 | 205 | PIPE GRID | 4 | DIM602 | SLO409
SLO410 | CN757 | [6 empty] | SLO410
SLO411 | CN757 | [6 empty] | SLO411
SLO412 | CN757 | [6 empty] | SLO412
SLO413 | CN758 | LIGHTING | CONFERENCE 2 | 205 | PIPE GRID | 4 | DIM602 | SLO413
SLO414 | CN758 | [6 empty] | SLO414
SLO415 | CN758 | [6 empty] | SLO415
SLO416 | CN758 | [6 empty] | SLO416
SLO417 | RH701 | LIGHITNG | REHEARSAL | 203 | PIPE GRID | 4 | DIM602 | SLO417
SLO418 | RH701 | [6 empty] | SLO418
SLO419 | RH701 | [6 empty] | SLO419
SLO420 | RH701 | [6 empty] | SLO420
SLO421 | RH702 | LIGHITNG | REHEARSAL | 203 | PIPE GRID | 4 | DIM602 | SLO421
SLO422 | RH702 | [6 empty] | SLO422
SLO423 | RH702 | [6 empty] | SLO423
SLO424 | RH702 | [6 empty] | SLO424
SLO425 | RH703 | LIGHITNG | REHEARSAL | 203 | PIPE GRID | 4 | DIM602 | SLO425
SLO426 | RH703 | [6 empty] | SLO426
SLO427 | RH703 | [6 empty] | SLO427
SLO428 | RH703 | [6 empty] | SLO428
SLO429 | RH704 | LIGHITNG | REHEARSAL | 203 | PIPE GRID | 4 | DIM602 | SLO429
SLO430 | RH704 | [6 empty] | SLO430
SLO431 | RH704 | [6 empty] | SLO431
SLO432 | RH704 | [6 empty] | SLO432
SLO433 | RH705 | LIGHITNG | REHEARSAL | 203 | PIPE GRID | 4 | DIM602 | SLO433
SLO434 | RH705 | [6 empty] | SLO434
SLO435 | RH705 | [6 empty] | SLO435
SLO436 | RH705 | [6 empty] | SLO436
SLO437 | RH706 | LIGHITNG | REHEARSAL | 203 | PIPE GRID | 4 | DIM602 | SLO437
SLO438 | RH706 | [6 empty] | SLO438
SLO439 | RH706 | [6 empty] | SLO439
SLO440 | RH706 | [6 empty] | SLO440
SLO441 | CN612 | TECH PANEL | CONFERENCE 1 |  | 0 | 2 |  | SLO441
SLO442 | CN612 | [6 empty] | SLO442
SLO443 | BS217 | TECH PANEL | BACK STAGE |  |  | 1 | BS217 | SLO443
SLO444 | RH707 | LIGHTING | REHEARSAL |  |  | 4 |  | SLO444
SLO445 | RH707 | [6 empty] | SLO445
SLO446 | RH707 | [6 empty] | SLO446
SLO447 | RH707 | [6 empty] | SLO447
SLO448 | RH708 | LIGHTING | REHEARSAL |  |  | 4 |  | SLO448
SLO449 | RH708 | [6 empty] | SLO449
SLO450 | RH708 | [6 empty] | SLO450
SLO451 | RH708 | [6 empty] | SLO451

## Cable ID TALKBACK
|  | Cable ID TALKBACK |  |  |  |  | Rev | B
Notes
|  | CABLE TYPE | Belden 1802B
Cable ID | PANEL ID | DESCRIPTION | LOCATION | ROOM | AFFL (MM) | Quantity of outlets | To/from | Cable ID | Keystone
TB001 | CR251 | CONTROL FLOORBOX | AUDITORIUM | G16 | 0 | 3 | ER491 | TB001 | 1
TB002 | [7 empty] | TB002 | 2
TB003 | [7 empty] | TB003 | 3
TB004 | CR451 | AUDITORIUM CONTROL | AUDITORIUM | G16 | IN RISER | 3 | ER491 | TB004 | 4
TB005 | [7 empty] | TB005 | 5
TB006 | [7 empty] | TB006 | 6
TB007 | CR491 | LIGHTING CONTROL | CONTROL ROOM |  | 500 | 1 | ER491 | TB007 | 7
TB008 | CR492 | AUDIO CONTROL | CONTROL ROOM |  | 500 | 2 | ER491 | TB008 | 8
TB009 | [7 empty] | TB009 | 9
TB010 | CR493 | AV CONTROL | CONTROL ROOM |  | 500 | 1 | ER491 | TB010 | 10
TB011 | DIM601 | DIMMER RACK | TECH | 220 | 500 | 1 | ER491 | TB011 | 11
TB012 | FS651 | FOLLOW SPOT | LEVEL 2 BALCONY |  | 150 | 1 | ER491 | TB012 | 12
TB013 | FS652 | FOLLOW SPOT | LEVEL 2 BALCONY |  | 150 | 1 | ER491 | TB013 | 13
TB014 | TP002 | TECH PANEL | SUB STAGE | B01 | 300 | 1 | ER491 | TB014 | 14
TB015 | TP201 | TECH PANEL (SM Panel) | STAGE | G15 | 300 | 1 | ER491 | TB015 | 15
TB016 | TP201A | TECH PANEL (SM Panel) | PERF LOCK | G23 | 300 | 1 | ER491 | TB016 | 16
TB017 | TP202 | TECH PANEL (SM Panel) | STAGE | G15 | 300 | 1 | ER491 | TB017 | 17
TB018 | TP203 | TECH PANEL | STAGE | G15 | 300 | 1 | ER491 | TB018 | 18
TB019 | TP204 | TECH PANEL | STAGE | G15 | 300 | 1 | ER491 | TB019 | 19
TB020 | TP251 | TECH PANEL | FORESTAGE | B02 | 300 | 2 | ER491 | TB020 | 20
TB021 | [7 empty] | TB021 | 21
TB022 | TP252 | TECH PANEL | FORESTAGE | B02 | 300 | 2 | ER491 | TB022 | 22
TB023 | [7 empty] | TB023 | 23
TB024 | TP601 | TECH PANEL | TECH (GALLERY) | 218 | 300 | 1 | ER491 | TB024 | 24
TB025 | TP602 | TECH PANEL | TECH (GALLERY) | 219 | 300 | 1 | ER491 | TB025 | 1
TB026 | TP603 | TECH PANEL | TECH (GALLERY) | 218 | 300 | 1 | ER491 | TB026 | 2
TB027 | TP604 | TECH PANEL | TECH (GALLERY) | 219 | 300 | 1 | ER491 | TB027 | 3
TB028 | TP801 | TECH PANEL | FLY GALLERY |  | 300 | 1 | ER491 | TB028 | 4
TB029 | TP802 | TECH PANEL | FLY GALLERY |  | 300 | 1 | ER491 | TB029 | 5
TB030 | TP803 | TECH PANEL | FLY GALLERY |  | 300 | 1 | ER491 | TB030 | 6
TB031 | TP804 | TECH PANEL | FLY GALLERY |  | 300 | 1 | ER491 | TB031 | 7
TB032 | TP851 | TECH PANEL | CABLE NET |  | 300 | 1 | ER491 | TB032 | 8
TB033 | TP852 | TECH PANEL | CABLE NET |  | 300 | 1 | ER491 | TB033 | 9
TB034 | TP853 | TECH PANEL | CABLE NET |  | 300 | 1 | ER491 | TB034 | 10
TB035 | TP854 | TECH PANEL | CABLE NET |  | 300 | 1 | ER491 | TB035 | 11
TB036 | BS217 | TECH PANEL | WORKSHOP | G35 | 1200 | 1 | ER491 | TB036 | 12
TB037 | BS218 | TECH PANEL | SCENE DOCK | G24 | 500 | 1 | ER491 | TB037 | 13
TB038 | CN611 | TECH PANEL | CONFERENCE 1 | 206 | 300 | 1 | ER601 | TB038 | 14
TB039 | CN612 | TECH PANEL | CONFERENCE 1 | 206 | 0 | 1 | ER601 | TB039 | 15
TB040 | CN661 | TECH PANEL | CONFERENCE 2 | 205 | 0 | 1 | ER601 | TB040 | 16
TB041 | CN662 | TECH PANEL | CONFERENCE 2 | 205 | 0 | 1 | ER601 | TB041 | 17
TB042 | RH611 | TECH PANEL | REHEARSAL | 203 | 300 | 1 | ER601 | TB042 | 18
TB043 | RH612 | TECH PANEL | REHEARSAL | 203 | 300 | 1 | ER601 | TB043 | 19
TB044 | RH613 | TECH PANEL | REHEARSAL | 203 | 0 | 1 | ER601 | TB044 | 20
TB045 | DIM602 | DIMMER RACK | FURNITURE STORE | 209 | REF DWG | 1 | ER601 | TB045 | 21

## Cable ID DIGITAL MEDIA
|  |  |  | Cable ID DIGITAL MEDIA |  |  |  | Rev | B
Notes
|  | CABLE TYPE | Cat 6A S/FTP R&M R305649
Cable ID | PANEL ID | DESCRIPTION | LOCATION | ROOM | AFFL (MM) | Quantity of outlets | To/from | Cable ID | Keystone
DM001 | AV451 | PROJECTOR | AUDITORIUM | G16 | SOFFIT | 2 | ER401 | DM001 | 1
DM002 | [6 empty] | ER401 | DM002 | 2
DM003 | AV651 | SHOW RELAY CAMERA | AUDITORIUM | G16 | ON BAR | 1 | ER401 | DM003 | 3
DM004 | DIM601 | DIMMER RACK | TECH | 220 | 500 | 1 | ER401 | DM004 | 4
DM005 | FB201 | FLOORBOXES | STAGE | G15 | 0 | 2 | ER401 | DM005 | 5
DM006 | [6 empty] | ER401 | DM006 | 6
DM007 | FB202 | FLOORBOXES | STAGE | G15 | 0 | 2 | ER401 | DM007 | 7
DM008 | [6 empty] | ER401 | DM008 | 8
DM009 | FB203 | FLOORBOXES | STAGE | G15 | 0 | 2 | ER401 | DM009 | 9
DM010 | [6 empty] | ER401 | DM010 | 10
DM011 | FB204 | FLOORBOXES | STAGE | G15 | 0 | 2 | ER401 | DM011 | 11
DM012 | [6 empty] | ER401 | DM012 | 12
DM013 | FB205 | FLOORBOXES | STAGE | G15 | 0 | 2 | ER401 | DM013 | 13
DM014 | [6 empty] | ER401 | DM014 | 14
DM015 | FB206 | FLOORBOXES | STAGE | G15 | 0 | 2 | ER401 | DM015 | 15
DM016 | [6 empty] | ER401 | DM016 | 16
DM017 | FB207 | FLOORBOXES | STAGE | G15 | 0 | 2 | ER401 | DM017 | 17
DM018 | [6 empty] | ER401 | DM018 | 18
DM019 | FB208 | FLOORBOXES | STAGE | G15 | 0 | 2 | ER401 | DM019 | 19
DM020 | [6 empty] | ER401 | DM020 | 20
DM021 | FB251 | FLOORBOXES | AUDITORIUM | G16 | 0 | 2 | ER401 | DM021 | 21
DM022 | [6 empty] | ER401 | DM022 | 22
DM023 | FB252 | FLOORBOXES | AUDITORIUM | G16 | 0 | 2 | ER401 | DM023 | 23
DM024 | [6 empty] | ER401 | DM024 | 24
DM025 | FB253 | FLOORBOXES | AUDITORIUM | G16 | 0 | 2 | ER401 | DM025 | 1
DM026 | [6 empty] | ER401 | DM026 | 2
DM027 | FB254 | FLOORBOXES | AUDITORIUM | G16 | 0 | 2 | ER401 | DM027 | 3
DM028 | [6 empty] | ER401 | DM028 | 4
DM029 | FB255 | FLOORBOXES | AUDITORIUM | G16 | 0 | 2 | ER401 | DM029 | 5
DM030 | [6 empty] | ER401 | DM030 | 6
DM031 | FB256 | FLOORBOXES | AUDITORIUM | G16 | 0 | 2 | ER401 | DM031 | 7
DM032 | [6 empty] | ER401 | DM032 | 8
DM033 | FB257 | FLOORBOXES | AUDITORIUM | G16 | 0 | 2 | ER401 | DM033 | 9
DM034 | [6 empty] | ER401 | DM034 | 10
DM035 | FB258 | FLOORBOXES | AUDITORIUM | G16 | 0 | 2 | ER401 | DM035 | 11
DM036 | [6 empty] | ER401 | DM036 | 12
DM037 | FB259 | FLOORBOXES | AUDITORIUM | G16 | 0 | 2 | ER401 | DM037 | 13
DM038 | [6 empty] | ER401 | DM038 | 14
DM039 | TP001 | TECH PANEL | SUB STAGE | B01 | 300 | 1 | ER401 | DM039 | 15
DM040 | TP002 | TECH PANEL | SUB STAGE | B01 | 300 | 1 | ER401 | DM040 | 16
DM041 | TP003 | TECH PANEL | SUB STAGE | B01 | 300 | 1 | ER401 | DM041 | 17
DM042 | TP201 | TECH PANEL (SM Panel) | STAGE | G15 | 300 | 4 | ER401 | DM042 | 18
DM043 | [6 empty] | ER401 | DM043 | 19
DM044 | [6 empty] | ER401 | DM044 | 20
DM045 | [6 empty] | ER401 | DM045 | 21
DM046 | TP201A | TECH PANEL (SM Panel) | PERF LOCK | G23 | 300 | 4 | ER401 | DM046 | 22
DM047 | [6 empty] | ER401 | DM047 | 23
DM048 | [6 empty] | ER401 | DM048 | 24
DM049 | [6 empty] | ER401 | DM049 | 1
DM050 | TP202 | TECH PANEL (SM Panel) | STAGE | G15 | 300 | 4 | ER401 | DM050 | 2
DM051 | [6 empty] | ER401 | DM051 | 3
DM052 | [6 empty] | ER401 | DM052 | 4
DM053 | [6 empty] | ER401 | DM053 | 5
DM054 | TP203 | TECH PANEL | STAGE | G15 | 300 | 2 | ER401 | DM054 | 6
DM055 | [6 empty] | ER401 | DM055 | 7
DM056 | TP204 | TECH PANEL | STAGE | G15 | 300 | 2 | ER401 | DM056 | 8
DM057 | [6 empty] | ER401 | DM057 | 9
DM058 | TP251 | TECH PANEL | FORESTAGE | B02 | 300 | 2 | ER401 | DM058 | 10
DM059 | [6 empty] | ER401 | DM059 | 11
DM060 | TP252 | TECH PANEL | FORESTAGE | B02 | 300 | 2 | ER401 | DM060 | 12
DM061 | [6 empty] | ER401 | DM061 | 13
DM062 | TP601 | TECH PANEL | TECH (GALLERY) | 218 | 300 | 2 | ER401 | DM062 | 14
DM063 | [6 empty] | ER401 | DM063 | 15
DM064 | TP602 | TECH PANEL | TECH (GALLERY) | 219 | 300 | 2 | ER401 | DM064 | 16
DM065 | [6 empty] | ER401 | DM065 | 17
DM066 | TP603 | TECH PANEL | TECH (GALLERY) | 218 | 300 | 2 | ER401 | DM066 | 18
DM067 | [6 empty] | ER401 | DM067 | 19
DM068 | TP604 | TECH PANEL | TECH (GALLERY) | 219 | 300 | 2 | ER401 | DM068 | 20
DM069 | [6 empty] | ER401 | DM069 | 21
DM070 | BS201 | SCREEN | PRINC. DR. RM. 1 | G26 | 2000 | 1 | ER401 | DM070 | 22
DM071 | BS203 | SCREEN | MULTI-PURPOSE RM/GREE | G32 | 2000 | 1 | ER401 | DM071 | 23
DM072 | BS205 | SCREEN | DR. RM. | G39 | 2000 | 1 | ER401 | DM072 | 24
DM073 | BS207 | SCREEN | DR. RM. | G29 | 2000 | 1 | ER401 | DM073 | 1
DM074 | BS209 | SCREEN | PRINC. DR. RM. 2 | G20 | 2000 | 1 | ER401 | DM074 | 2
DM075 | BS211 | SCREEN | STAGE DOOR | G41 | 2000 | 1 | ER401 | DM075 | 3
DM076 | BS213 | SCREEN | LOBBY | G44 | 2000 | 1 | ER401 | DM076 | 4
DM077 | BS214 | SCREEN | SCENE DOCK | G24 | 2500 | 1 | ER401 | DM077 | 5
DM078 | BS215 | SCREEN | WORKSHOP | G35 | 2000 | 1 | ER401 | DM078 | 6
DM079 | BS217 | TECH PANEL | WORKSHOP | G35 | 1200 | 2 | ER401 | DM079 | 7
DM080 | [6 empty] | ER401 | DM080 | 8
DM081 | BS218 | TECH PANEL | SCENE DOCK | G24 | 500 | 2 | ER401 | DM081 | 9
DM082 | [6 empty] | ER401 | DM082 | 10
DM083 | BS401 | SCREEN | VENUE MAN. OFFICE | 102 | 2000 | 1 | ER401 | DM083 | 11
DM084 | CN612 | TECH PANEL | CONFERENCE 1 | ADDED 17.11.23 | 0 | 4 | ER601 | DM084 | 12
DM085 |  |  |  | ADDED 17.11.23 |  |  | ER601 | DM085 | 13
DM086 |  |  |  | ADDED 17.11.23 |  |  | ER601 | DM086 | 14
DM087 |  |  |  | ADDED 17.11.23 |  |  | ER601 | DM087 | 15
DM088 | CN611 | TECH PANEL | CONFERENCE 1 | ADDED 17.11.23 | 300 | 4 | ER601 | DM088 | 16
DM089 |  |  |  | ADDED 17.11.23 |  |  | ER601 | DM089 | 17
DM090 |  |  |  | ADDED 17.11.23 |  |  | ER601 | DM090 | 18
DM091 |  |  |  | ADDED 17.11.23 |  |  | ER601 | DM091 | 19
DM092 | CN662 | TECH PANEL | CONFERENCE 2 |  | 0 | 4 | ER601 | DM092 | 20
DM093 | [6 empty] | ER601 | DM093 | 21
DM094 | [6 empty] | ER601 | DM094 | 22
DM095 | [6 empty] | ER601 | DM095 | 23
DM096 | [6 empty] | ER601 | DM096 | 24
DM097 | [6 empty] | ER601 | DM097 | 1
DM098 | [6 empty] | ER601 | DM098 | 2
DM099 | [6 empty] | ER601 | DM099 | 3
DM100 | RH611 | TECH PANEL | REHEARSAL | 203 | 300 | 4 | ER601 | DM100 | 4
DM101 | [6 empty] | ER601 | DM101 | 5
DM102 | [6 empty] | ER601 | DM102 | 6
DM103 | [6 empty] | ER601 | DM103 | 7
DM104 | RH612 | TECH PANEL | REHEARSAL | 203 | 300 | 4 | ER601 | DM104 | 8
DM105 | [6 empty] | ER601 | DM105 | 9
DM106 | [6 empty] | ER601 | DM106 | 10
DM107 | [6 empty] | ER601 | DM107 | 11
DM108 | RH613 | TECH PANEL | REHEARSAL | 203 | 0 | 4 | ER601 | DM108 | 12
DM109 | [6 empty] | ER601 | DM109 | 13
DM110 | [6 empty] | ER601 | DM110 | 14
DM111 | [6 empty] | ER601 | DM111 | 15
[7 empty] | ER601 |  | 16
[7 empty] | ER601 |  | 17
[7 empty] | ER601 |  | 18
[7 empty] | ER601 |  | 19
[7 empty] | ER601 |  | 20
[7 empty] | ER601 |  | 21
[7 empty] | ER601 |  | 22
[7 empty] | ER601 |  | 23
[7 empty] | ER601 |  | 24
DM112 | FY201 | TECH PANEL | FUNCTION/FOYER | G01 | 0 | 2 | ER211 | DM112 | 1
DM113 | [6 empty] | ER211 | DM113 | 2
DM114 | FY202 | TECH PANEL | FUNCTION/FOYER | G01 | 300 | 2 | ER211 | DM114 | 3
DM115 | [6 empty] | ER211 | DM115 | 4
DM116 | FY211 | TECH PANEL | FUNCTION/FOYER | G01 | 0 | 2 | ER211 | DM116 | 5
DM117 | [6 empty] | ER211 | DM117 | 6
DM118 | FY213 | TECH PANEL | FUNCTION/FOYER | G01 | 0 | 2 | ER211 | DM118 | 7
DM119 | [6 empty] | ER211 | DM119 | 8
DM120 | FY214 | TECH PANEL | FUNCTION/FOYER | G01 | 0 | 2 | ER211 | DM120 | 9
DM121 | [6 empty] | ER211 | DM121 | 10
DM122 | FY221 | SCREEN | FUNCTION/FOYER | G01 | 2200 | 2 | ER211 | DM122 | 11
DM123 | [6 empty] | ER211 | DM123 | 12
DM124 | FY222 | SCREEN | FUNCTION/FOYER | G01 | 2200 | 2 | ER211 | DM124 | 13
DM125 | [6 empty] | ER211 | DM125 | 14
DM126 | FY226 | SCREEN | FUNCTION/FOYER | G01 | 2200 | 2 | ER211 | DM126 | 15
DM127 | [6 empty] | ER211 | DM127 | 16
133 | FY227 | SCREEN | FUNCTION/FOYER | G01 | 2200 | 2 | ER211 | DM128 | 17
DM129 | [6 empty] | ER211 | DM129 | 18
DM130 | FY228 | SCREEN | FUNCTION/FOYER | G01 | 2200 | 2 | ER211 | DM130 | 19
DM131 | [6 empty] | ER211 | DM131 | 20
DM132 | FY229 | SCREEN | FUNCTION/FOYER | G01 | 2200 | 2 | ER211 | DM132 | 21
DM133 | [6 empty] | ER211 | DM133 | 22
DM134 | FY401 | TECH PANEL | FOYER | 113 | 0 | 2 | ER211 | DM134 | 23
DM135 | [6 empty] | ER211 | DM135 | 24
DM136 | FY402 | TECH PANEL | FOYER | 113 | 300 | 2 | ER211 | DM136 | 1
DM137 | [6 empty] | ER211 | DM137 | 2
DM138 | FY403 | TECH PANEL | FOYER | 113 | 0 | 2 | ER211 | DM138 | 3
DM139 | [6 empty] | ER211 | DM139 | 4
DM | FY421 | SCREEN | FOYER | 113 | 2200 | 2 | ER211 | DM140 | 5
DM141 | [6 empty] | ER211 | DM141 | 6
DM142 | FY422 | SCREEN | FOYER | 113 | 2200 | 2 | ER211 | DM142 | 7
DM143 | [6 empty] | ER211 | DM143 | 8
DM144 | FY423 | SCREEN | FOYER | 113 | CEILING | 2 | ER211 | DM144 | 9
DM145 | [6 empty] | ER211 | DM145 | 10
DM146 | FY424 | SCREEN | FOYER | 113 | CEILING | 2 | ER211 | DM146 | 11
DM147 | [6 empty] | ER211 | DM147 | 12
DM148 | [6 empty] | ER211 | DM148 | 13
DM149 | [6 empty] | ER211 | DM149 | 14
DM150 | [6 empty] | ER211 | DM150 | 15
DM151 | [6 empty] | ER211 | DM151 | 16
DM152 | [6 empty] | ER211 | DM152 | 17
DM153 | [6 empty] | ER211 | DM153 | 18
DM154 | [6 empty] | ER211 | DM154 | 19
DM155 | [6 empty] | ER211 | DM155 | 20
DM156 | [6 empty] | ER211 | DM156 | 21
DM157 | [6 empty] | ER211 | DM157 | 22
DM158 | [6 empty] | ER211 | DM158 | 23
DM159 | [6 empty] | ER211 | DM159 | 24
DM160 | CR251 | CONTROL FLOORBOX | AUDITORIUM | G16 | 0 | 4 | ER491 | DM160 | 1
DM161 | [6 empty] | ER491 | DM161 | 2
DM162 | [6 empty] | ER491 | DM162 | 3
DM163 | [6 empty] | ER491 | DM163 | 4
DM164 | CR451 | AUDITORIUM CONTROL | AUDITORIUM | G16 | IN RISER | 4 | ER491 | DM164 | 5
DM165 | [6 empty] | ER491 | DM165 | 6
DM166 | [6 empty] | ER491 | DM166 | 7
DM167 | [6 empty] | ER491 | DM167 | 8
DM168 | CR491 | LIGHTING CONTROL | CONTROL ROOM |  | 500 | 2 | ER491 | DM168 | 9
DM169 | [6 empty] | ER491 | DM169 | 10
DM170 | CR492 | AUDIO CONTROL | CONTROL ROOM |  | 500 | 2 | ER491 | DM170 | 11
DM171 | [6 empty] | ER491 | DM171 | 12
DM172 | CR493 | AV CONTROL | CONTROL ROOM |  | 500 | 4 | ER491 | DM172 | 13
DM173 | [6 empty] | ER491 | DM173 | 14
DM174 | [6 empty] | ER491 | DM174 | 15
DM175 | [6 empty] | ER491 | DM175 | 16
DM176 | [6 empty] | ER491 | DM176 | 17
DM177 | [6 empty] | ER491 | DM177 | 18
DM178 | [6 empty] | ER491 | DM178 | 19
DM179 | [6 empty] | ER491 | DM179 | 20
DM180 | [6 empty] | ER491 | DM180 | 21
DM181 | [6 empty] | ER491 | DM181 | 22
DM182 | [6 empty] | ER491 | DM182 | 23
DM183 | [6 empty] | ER491 | DM183 | 24
DM184 | CN711 | SPEAKER POINT | CONFERENCE 1 | 206 | PIPE GRID | 1 | ER601 | DM184 | 1
DM185 | CN712 | SPEAKER POINT | CONFERENCE 1 | 206 | PIPE GRID | 1 | ER601 | DM185 | 2
DM186 | CN713 | SPEAKER POINT | CONFERENCE 1 | 206 | PIPE GRID | 1 | ER601 | DM186 | 3
DM187 | CN714 | SPEAKER POINT | CONFERENCE 1 | 206 | PIPE GRID | 1 | ER601 | DM187 | 4
DM188 | CN721A | PROJECTOR | CONFERENCE 1 | 206 | PIPE GRID | 1 | ER601 | DM188 | 5
DM189 | CN721B | PROJECTOR | CONFERENCE 1 | 206 | PIPE GRID | 1 | ER601 | DM189 | 6
DM190 | CN761 | SPEAKER POINT | CONFERENCE 2 | 205 | PIPE GRID | 1 | ER601 | DM190 | 7
DM191 | CN762 | SPEAKER POINT | CONFERENCE 2 | 205 | PIPE GRID | 1 | ER601 | DM191 | 8
DM192 | CN763 | SPEAKER POINT | CONFERENCE 2 | 205 | PIPE GRID | 1 | ER601 | DM192 | 9
DM193 | CN764 | SPEAKER POINT | CONFERENCE 2 | 205 | PIPE GRID | 1 | ER601 | DM193 | 10
DM194 | CN771A | PROJECTOR | CONFERENCE 2 | 205 | PIPE GRID | 1 | ER601 | DM194 | 11
DM195 | CN771B | PROJECTOR | CONFERENCE 2 | 205 | PIPE GRID | 1 | ER601 | DM195 | 12
DM196 | BR701 | LIGHTING | BREAK OUT | 204 | CEILING | 1 | ER601 | DM196 | 13
DM197 | BR702 | LIGHTING | BREAK OUT | 204 | CEILING | 1 | ER601 | DM197 | 14
DM198 | BR703 | LIGHTING | BREAK OUT | 204 | CEILING | 1 | ER601 | DM198 | 15
DM199 | BR704 | LIGHTING | BREAK OUT | 204 | CEILING | 1 | ER601 | DM199 | 16
DM200 | RH711 | SPEAKER POINT | REHEARSAL | 203 | PIPE GRID | 1 | ER601 | DM200 | 17
DM201 | RH712 | SPEAKER POINT | REHEARSAL | 203 | PIPE GRID | 1 | ER601 | DM201 | 18
DM202 | RH713 | SPEAKER POINT | REHEARSAL | 203 | PIPE GRID | 1 | ER601 | DM202 | 19
DM203 | RH714 | SPEAKER POINT | REHEARSAL | 203 | PIPE GRID | 1 | ER601 | DM203 | 20
DM204 | RH731A | PROJECTOR | REHEARSAL | 203 | PIPE GRID | 1 | ER601 | DM204 | 21
DM205 | RH731B | PROJECTOR | REHEARSAL | 203 | PIPE GRID | 1 | ER601 | DM205 | 22
DM206 | FY601 | TECH PANEL | FOYER | 207 | 300 | 2 | ER601 | DM206 | 23
DM207 | [6 empty] | ER601 | DM207 | 24
DM208 | FY602 | TECH PANEL | FOYER | 207 | 300 | 2 | ER601 | DM208 | 1
DM209 | [6 empty] | ER601 | DM209 | 2
DM210 | FY621 | SCREEN | FOYER | 207 | 2200 | 2 | ER601 | DM210 | 3
DM211 | [6 empty] | ER601 | DM211 | 4
DM212 | FY622 | SCREEN | FOYER | 207 | 2200 | 2 | ER601 | DM212 | 5
DM213 | [6 empty] | ER601 | DM213 | 6
DM214 | FY623 | SCREEN | FOYER | 207 | 2200 | 2 | ER601 | DM214 | 7
DM215 | [6 empty] | ER601 | DM215 | 8
DM216 | FY624 | SCREEN | FOYER | 207 | 2200 | 2 | ER601 | DM216 | 9
DM217 | [6 empty] | ER601 | DM217 | 10

## Cable ID ESTOP
1 |  |  |  |  | DEMARCATION
2 |  |  |  |  | SYSTEM | ESTOP - LOCATIONS TO BE FINALIZED AT RISK ASSESSMENT
3 |  |  |  |  | CABLE TYPE | System Dependant
4 | PANEL ID | DESCRIPTION | LOCATION | ROOM | AFFL (MM) | Quantity of outlets | To/from
5 | HC201 | HOUSE CURTAIN CONTROL | STAGE | G15 | 1100 | 1 | HC601 | HC001
6 | HC201A | HOUSE CURTAIN CONTROL | PERF LOCK | G23 | 1100 | 1 | HC601 | ES002
7 | HC202 | HOUSE CURTAIN CONTROL | STAGE | G15 | 1100 | 1 | HC601 | ES003
8 | HC491 | HOUSE CURTAIN CONTROL | CONTROL ROOM |  | 1100 | 1 | HC601 | ES004
9 | HC601 | HOUSE CURTAIN MOTOR CONTROL | TECH (GALLERY) | 218 |  |  |  | ES005
10 | HC801 | HOUSE CURTAIN MOTOR | STAGE | G15 | ON TRUSS | 1 | HC601 | ES006
394
395
396
397
398
399
400
401
402
403
404
405
406
407
408
409
410
411
412
413
414
415
416

## wall plate type (2)
1 |  |  |  |  | DEMARCATION | Supply, Rough-in and Termination: Technical Equipment Contractor | [10 empty] | Supply, Rough-in, Termination: Rigging Infrastructure Contractor |  | Supply, Rough-in and Termination: Electrical Contractor
2 |  |  |  |  | SYSTEM | TD (TECHNICAL DATA) | DIGITAL MEDIA | AV CONTROL DATA | AUDIO DIGITAL / ANALOGUE (M) SEND, (F) RETURN |  | ETHERNET AUDIO (Dante) | TALKBACK | PAGING SPEAKER | PERFORMANCE LOUDSPEAKER | STAGE LIGHTING CONTROL (DMX) | HOIST CONTROL | HOUSE CURTAIN CONTROL | ESTOP - LOCATIONS TO BE FINALIZED AT RISK ASSESSMENT | STAGE LIGHTING OUTLETS SINGLE 10A | 10A 'DIRTY' GPO DOUBLE OUTLET (NOTE 6) | 10A AUDIO POWER DOUBLE OUTLET (NOTE 6) | 3 PHASE OUTLET
3 |  |  |  |  | CABLE TYPE | Cat 6A S/FTP R&M R305649 | Cat 6A S/FTP R&M R305649 | Cat 6A S/FTP R&M R305649 | Belden 1801B/ 1802B/ 1803F /7880A |  | Cat 6A S/FTP R&M R305649 | Belden 1802B | 18 AWG 0.75mm2 figure 8 | 11AWG 4mm2 figure 8 with overall sheath | Cat 6A U/FTP R&M R308247 | System Dependant | System Dependant | System Dependant | Black faceplate - Autoswitched |  | Green Faceplate | 40A |  | Clipsal Pro series
4 | PANEL ID | DESCRIPTION | LOCATION | ROOM | AFFL (MM) | Quantity of outlets | Quantity of outlets | Quantity of outlets | (M) Send Quantity | (F) Return Quantity | Quantity of Outlets | Quantity of outlets | Quantity of outlets | Quantity of outlets | Quantity of outlets | Quantity of outlets | Quantity of outlets | Quantity of outlets | Quantity of outlets | Quantity of outlets | Quantity of outlets | Quantity of outlets | Quantity of outlets | Quantity of outlets
9 | AV651 | SHOW RELAY CAMERA | STAGE G44 |  | 1200 |  |  | 1 |  |  |  |  | 1 | [9 empty] | 2 | 1
10 | AV801 | PROJECTION SCREEN | STAGE G45 |  | 1200 |  |  | 1 |  |  |  |  | 1 | [9 empty] | 2 | 1
11 | AV851 | SHOW RELAY MICROPHONE | STAGE G61 |  | 2000 |  | 1 | 1 | [11 empty] | 1 |  |  | 3 | 1.5
13 | CR451 | AUDITORIUM CONTROL | STAGE G43 |  | 1200 |  |  | 1 |  |  |  |  | 1 | [9 empty] | 2 | 1
49 | HC801 | HOUSE CURTAIN MOTOR | STAGE G62 |  | 2000 |  | 1 | 1 | [11 empty] | 1 |  |  | 3 | 1.5
74 | SX451 | SPEAKER | STAGE G56 | 203 | PIPE GRID |  |  | 1 | [11 empty] | 1 |  |  | 2 | 1
186 | BS211 | SCREEN | STAGE EDGE |  | 1600 | [8 empty] | 1 | [8 empty] | 1 | 0.5
188 | BS213 | SCREEN | STAGE EDGE |  | 1600 | [8 empty] | 1 | [8 empty] | 1 | 0.5
189 | BS214 | SCREEN | TECH (GALLERY) | 218 | RAILING | [10 empty] | 1 | [6 empty] | 1 | 0.5
190 | BS215 | SCREEN | STAGE EDGE |  | 1600 | [8 empty] | 1 | [8 empty] | 1 | 0.5
194 | BS401 | SCREEN | STAGE EDGE |  | 1600 | [8 empty] | 1 | [8 empty] | 1 | 0.5
204 | CN701 | LIGHTING | STAGE G63 |  | 2000 |  | 1 | 1 | [11 empty] | 1 |  |  | 3 | 1.5
205 | CN702 | LIGHTING | STAGE G64 |  | 2000 |  | 1 | 1 | [11 empty] | 1 |  |  | 3 | 1.5
206 | CN703 | LIGHTING | STAGE G65 |  | 2000 |  | 1 | 1 | [11 empty] | 1 |  |  | 3 | 1.5
207 | CN704 | LIGHTING | STAGE G66 |  | 2500 |  | 1 | 1 | [11 empty] | 1 |  |  | 3 | 1.5
208 | CN705 | LIGHTING | STAGE G67 | G16 | ON BAR | 1 | 1 | [13 empty] | 1 |  | 3 | 1.5
209 | CN706 | LIGHTING | STAGE G68 | G01 | 2200 | 1 | 2 | [12 empty] | 1 |  |  | 4 | 2
210 | CN707 | LIGHTING | STAGE G69 | G01 | 2200 | 1 | 2 | [12 empty] | 1 |  |  | 4 | 2
211 | CN708 | LIGHTING | STAGE G70 | G01 | 2200 | 1 | 2 | [12 empty] | 1 |  |  | 4 | 2
212 | CN711 | SPEAKER POINT | STAGE G71 | G01 | 2200 | 1 | 2 | [12 empty] | 1 |  |  | 4 | 2
213 | CN712 | SPEAKER POINT | STAGE G72 | G01 | 2200 | 1 | 2 | [12 empty] | 1 |  |  | 4 | 2
214 | CN713 | SPEAKER POINT | STAGE G73 | G01 | 2200 | 1 | 2 | [12 empty] | 1 |  |  | 4 | 2
215 | CN714 | SPEAKER POINT | STAGE G74 | 113 | 2200 | 1 | 2 | [12 empty] | 1 |  |  | 4 | 2
216 | CN721A | PROJECTOR | STAGE G75 | 113 | 2200 | 1 | 2 | [12 empty] | 1 |  |  | 4 | 2
217 | CN721B | PROJECTOR | STAGE G76 | 207 | 2200 | 1 | 2 | [12 empty] | 1 |  |  | 4 | 2
218 | CN722 | PROJECTION SCREEN | STAGE G77 | 207 | 2200 | 1 | 2 | [12 empty] | 1 |  |  | 4 | 2
219 | CN723 | PROJECTION SCREEN | STAGE G78 | 207 | 2200 | 1 | 2 | [12 empty] | 1 |  |  | 4 | 2
220 | CN724 | PROJECTION SCREEN | STAGE G79 | 207 | 2200 | 1 | 2 | [12 empty] | 1 |  |  | 4 | 2
221 | CN751 | LIGHTING | STAGE G80 | 113 | CEILING | 1 | 2 | [12 empty] | 1 |  |  | 4 | 2
222 | CN752 | LIGHTING | STAGE G81 | 113 | CEILING | 1 | 2 | [12 empty] | 1 |  |  | 4 | 2
223 | CN753 | LIGHTING | STAGE G82 | 206 | PIPE GRID | 1 | 1 | 1 | [12 empty] | 1 |  | 4 | 2
224 | CN754 | LIGHTING | STAGE G83 | 206 | PIPE GRID | 1 | 1 | 1 | [12 empty] | 1 |  | 4 | 2
225 | CN755 | LIGHTING | STAGE G84 | 205 | PIPE GRID | 1 | 1 | 1 | [12 empty] | 1 |  | 4 | 2
226 | CN756 | LIGHTING | STAGE G85 | 205 | PIPE GRID | 1 | 1 | 1 | [12 empty] | 1 |  | 4 | 2
227 | CN757 | LIGHTING | STAGE G86 | 203 | PIPE GRID | 1 | 1 | 1 | [12 empty] | 1 |  | 4 | 2
228 | CN758 | LIGHTING | STAGE G87 | 203 | PIPE GRID | 1 | 1 | 1 | [12 empty] | 1 |  | 4 | 2
229 | CN761 | SPEAKER POINT | STAGE G88 | G16 | SOFFIT | 1 | 2 | 1 | [12 empty] | 1x(10A) |  | 4 | 2
242 | BR701 | LIGHTING | STAGE G19 |  | WALL | [10 empty] | 1 | [6 empty] | 1 | 0.5
243 | BR702 | LIGHTING | STAGE G20 |  | WALL | [10 empty] | 1 | [6 empty] | 1 | 0.5
244 | BR703 | LIGHTING | STAGE G21 |  | WALL | [10 empty] | 1 | [6 empty] | 1 | 0.5
245 | BR704 | LIGHTING | STAGE G22 |  | WALL | [10 empty] | 1 | [6 empty] | 1 | 0.5
277 | FY221 | SCREEN | STAGE EDGE |  | 1600 | [8 empty] | 1 | [8 empty] | 1 | 0.5
278 | FY222 | SCREEN | STAGE EDGE |  | 1600 | [8 empty] | 1 | [8 empty] | 1 | 0.5
282 | FY226 | SCREEN | FORESTAGE GRID |  | CEILING | [10 empty] | 1 | [6 empty] | 1 | 0.5
283 | FY227 | SCREEN | FORESTAGE GRID |  | CEILING | [10 empty] | 1 | [6 empty] | 1 | 0.5
284 | FY228 | SCREEN | FORESTAGE GRID |  | CEILING | [10 empty] | 1 | [6 empty] | 1 | 0.5
285 | FY229 | SCREEN | FORESTAGE GRID |  | CEILING | [10 empty] | 1 | [6 empty] | 1 | 0.5
288 | FY301 | TECH PANEL | STAGE G23 |  | WALL | [10 empty] | 1 | [6 empty] | 1 | 0.5
289 | FY302 | TECH PANEL | STAGE G24 |  | WALL | [10 empty] | 1 | [6 empty] | 1 | 0.5
290 | FY303 | TECH PANEL | STAGE G25 |  | WALL | [10 empty] | 1 | [6 empty] | 1 | 0.5
291 | FY304 | TECH PANEL | STAGE G26 |  | WALL | [10 empty] | 1 | [6 empty] | 1 | 0.5
292 | FY305 | TECH PANEL | STAGE G27 |  | WALL | [10 empty] | 1 | [6 empty] | 1 | 0.5
293 | FY306 | TECH PANEL | STAGE G28 |  | WALL | [10 empty] | 1 | [6 empty] | 1 | 0.5
294 | FY307 | TECH PANEL | STAGE G29 |  | WALL | [10 empty] | 1 | [6 empty] | 1 | 0.5
295 | FY308 | TECH PANEL | STAGE G30 |  | WALL | [10 empty] | 1 | [6 empty] | 1 | 0.5
296 | FY309 | TECH PANEL | STAGE G31 |  | WALL | [10 empty] | 1 | [6 empty] | 1 | 0.5
297 | FY310 | TECH PANEL | STAGE G32 |  | WALL | [10 empty] | 1 | [6 empty] | 1 | 0.5
298 | FY311 | TECH PANEL | STAGE G33 |  | WALL | [10 empty] | 1 | [6 empty] | 1 | 0.5
299 | FY312 | TECH PANEL | STAGE G34 |  | WALL | [10 empty] | 1 | [6 empty] | 1 | 0.5
300 | FY313 | TECH PANEL | STAGE G35 |  | WALL | [10 empty] | 1 | [6 empty] | 1 | 0.5
301 | FY314 | TECH PANEL | STAGE G36 |  | WALL | [10 empty] | 1 | [6 empty] | 1 | 0.5
305 | FY421 | SCREEN | FORESTAGE GRID |  | CEILING | [10 empty] | 1 | [6 empty] | 1 | 0.5
306 | FY422 | SCREEN | FORESTAGE GRID |  | CEILING | [10 empty] | 1 | [6 empty] | 1 | 0.5
307 | FY423 | SCREEN | STAGE G37 | 218 | [15 empty] | 1 |  |  | 1 | 0.5
308 | FY424 | SCREEN | STAGE G38 |  | 1200 |  |  | 1 |  |  |  |  | 1 | [9 empty] | 2 | 1
311 | FY621 | SCREEN | FORESTAGE GRID |  | CEILING | [10 empty] | 1 | [6 empty] | 1 | 0.5
312 | FY622 | SCREEN | FORESTAGE GRID |  | CEILING | [10 empty] | 1 | [6 empty] | 1 | 0.5
313 | FY623 | SCREEN | FORESTAGE GRID |  | CEILING | [10 empty] | 1 | [6 empty] | 1 | 0.5
314 | FY624 | SCREEN | AUDITORIUM | G16 | ON ORCH BAR |  |  |  |  | 1 | [12 empty] | 1 | 0.5
315 | FY731 | EVENT PANEL | STAGE G39 |  | 1200 |  |  | 1 |  |  |  |  | 1 | [9 empty] | 2 | 1
316 | FY732 | EVENT PANEL | STAGE G40 |  | 1200 |  |  | 1 |  |  |  |  | 1 | [9 empty] | 2 | 1
317 | FY733 | EVENT PANEL | STAGE G41 |  | 1200 |  |  | 1 |  |  |  |  | 1 | [9 empty] | 2 | 1
318 | FY734 | EVENT PANEL | STAGE G42 |  | 1200 |  |  | 1 |  |  |  |  | 1 | [9 empty] | 2 | 1

## wall plate type
1 |  |  |  |  | DEMARCATION | Supply, Rough-in and Termination: Technical Equipment Contractor | [10 empty] | Supply, Rough-in, Termination: Rigging Infrastructure Contractor |  | Supply, Rough-in and Termination: Electrical Contractor
2 |  |  |  |  | SYSTEM | TD (TECHNICAL DATA) | DIGITAL MEDIA | AV CONTROL DATA | AUDIO DIGITAL / ANALOGUE (M) SEND, (F) RETURN |  | ETHERNET AUDIO (Dante) | TALKBACK | PAGING SPEAKER | PERFORMANCE LOUDSPEAKER | STAGE LIGHTING CONTROL (DMX) | HOIST CONTROL | HOUSE CURTAIN CONTROL | ESTOP - LOCATIONS TO BE FINALIZED AT RISK ASSESSMENT | STAGE LIGHTING OUTLETS SINGLE 10A | 10A 'DIRTY' GPO DOUBLE OUTLET (NOTE 6) | 10A AUDIO POWER DOUBLE OUTLET (NOTE 6) | 3 PHASE OUTLET
3 |  |  |  |  | CABLE TYPE | Cat 6A S/FTP R&M R305649 | Cat 6A S/FTP R&M R305649 | Cat 6A S/FTP R&M R305649 | Belden 1801B/ 1802B/ 1803F /7880A |  | Cat 6A S/FTP R&M R305649 | Belden 1802B | 18 AWG 0.75mm2 figure 8 | 11AWG 4mm2 figure 8 with overall sheath | Cat 6A U/FTP R&M R308247 | System Dependant | System Dependant | System Dependant | Black faceplate - Autoswitched |  | Green Faceplate | 40A |  | Clipsal Pro series
4 | PANEL ID | DESCRIPTION | LOCATION | ROOM | AFFL (MM) | Quantity of outlets | Quantity of outlets | Quantity of outlets | (M) Send Quantity | (F) Return Quantity | Quantity of Outlets | Quantity of outlets | Quantity of outlets | Quantity of outlets | Quantity of outlets | Quantity of outlets | Quantity of outlets | Quantity of outlets | Quantity of outlets | Quantity of outlets | Quantity of outlets | Quantity of outlets | Quantity of outlets | Quantity of outlets
9 | AV651 | SHOW RELAY CAMERA | STAGE G44 |  | 1200 |  |  | 1 |  |  |  |  | 1 | [9 empty] | 2 | 1
10 | AV801 | PROJECTION SCREEN | STAGE G45 |  | 1200 |  |  | 1 |  |  |  |  | 1 | [9 empty] | 2 | 1
11 | AV851 | SHOW RELAY MICROPHONE | STAGE G61 |  | 2000 |  | 1 | 1 | [11 empty] | 1 |  |  | 3 | 1.5
13 | CR451 | AUDITORIUM CONTROL | STAGE G43 |  | 1200 |  |  | 1 |  |  |  |  | 1 | [9 empty] | 2 | 1
49 | HC801 | HOUSE CURTAIN MOTOR | STAGE G62 |  | 2000 |  | 1 | 1 | [11 empty] | 1 |  |  | 3 | 1.5
74 | SX451 | SPEAKER | STAGE G56 | 203 | PIPE GRID |  |  | 1 | [11 empty] | 1 |  |  | 2 | 1
75 | SX452 | SPEAKER | STAGE G57 |  | 2000 |  | 1 | 1 | [11 empty] | 1 |  |  | 3 | 1.5
76 | SX851A | SPEAKER (ARRAY) | TECH (GALLERY) | 218 | RAILING | [10 empty] | 1 | [6 empty] | 1 | 0.5
77 | SX851B | SPEAKER (SUBS) | TECH (GALLERY) | 218 | RAILING | [10 empty] | 1 | [6 empty] | 1 | 0.5
78 | SX852 | SPEAKER | TECH (GALLERY) | 218 | RAILING | [10 empty] | 1 | [6 empty] | 1 | 0.5
79 | SX853 | SPEAKER | TECH (GALLERY) | 218 | RAILING | [10 empty] | 1 | [6 empty] | 1 | 0.5
80 | SX854 | SPEAKER | TECH (GALLERY) | 218 | RAILING | [10 empty] | 1 | [6 empty] | 1 | 0.5
81 | SX855A | SPEAKER (ARRAY) | TECH (GALLERY) | 218 | RAILING | [10 empty] | 1 | [6 empty] | 1 | 0.5
82 | SX855B | SPEAKER (SUBS) | TECH (GALLERY) | 218 | RAILING | [10 empty] | 1 | [6 empty] | 1 | 0.5
151 | MX851A | SPEAKER (ARRAY) CHAIN MOTOR | TECH (GALLERY) | 218 | RAILING | [10 empty] | 1 | [6 empty] | 1 | 0.5
152 | MX851B | SPEAKER (SUBS) CHAIN MOTOR | TECH (GALLERY) | 218 | RAILING | [10 empty] | 1 | [6 empty] | 1 | 0.5
153 | MX852 | SPEAKER CHAIN MOTOR (FUTURE) | TECH (GALLERY) | 218 | RAILING | [10 empty] | 1 | [6 empty] | 1 | 0.5
154 | MX853 | SPEAKER CHAIN MOTOR (FUTURE) | TECH (GALLERY) | 218 | RAILING | [10 empty] | 1 | [6 empty] | 1 | 0.5
155 | MX854 | SPEAKER CHAIN MOTOR (FUTURE) | TECH (GALLERY) | 218 | RAILING | [10 empty] | 1 | [6 empty] | 1 | 0.5
156 | MX855A | SPEAKER (ARRAY) CHAIN MOTOR | STAGE G15 |  | SOFFIT | [10 empty] | 1 | [6 empty] | 1 | 0.5
157 | MX855B | SPEAKER (SUBS) CHAIN MOTOR | STAGE G16 |  | SOFFIT | [10 empty] | 1 | [6 empty] | 1 | 0.5
158 | MX856 | ORCH BAR CHAIN MOTOR | STAGE G17 |  | SOFFIT | [10 empty] | 1 | [6 empty] | 1 | 0.5
159 | MX857 | ORCH BAR CHAIN MOTOR | STAGE G18 |  | SOFFIT | [10 empty] | 1 | [6 empty] | 1 | 0.5
186 | BS211 | SCREEN | STAGE EDGE |  | 1600 | [8 empty] | 1 | [8 empty] | 1 | 0.5
188 | BS213 | SCREEN | STAGE EDGE |  | 1600 | [8 empty] | 1 | [8 empty] | 1 | 0.5
189 | BS214 | SCREEN | TECH (GALLERY) | 218 | RAILING | [10 empty] | 1 | [6 empty] | 1 | 0.5
190 | BS215 | SCREEN | STAGE EDGE |  | 1600 | [8 empty] | 1 | [8 empty] | 1 | 0.5
194 | BS401 | SCREEN | STAGE EDGE |  | 1600 | [8 empty] | 1 | [8 empty] | 1 | 0.5
204 | CN701 | LIGHTING | STAGE G63 |  | 2000 |  | 1 | 1 | [11 empty] | 1 |  |  | 3 | 1.5
205 | CN702 | LIGHTING | STAGE G64 |  | 2000 |  | 1 | 1 | [11 empty] | 1 |  |  | 3 | 1.5
206 | CN703 | LIGHTING | STAGE G65 |  | 2000 |  | 1 | 1 | [11 empty] | 1 |  |  | 3 | 1.5
207 | CN704 | LIGHTING | STAGE G66 |  | 2500 |  | 1 | 1 | [11 empty] | 1 |  |  | 3 | 1.5
208 | CN705 | LIGHTING | STAGE G67 | G16 | ON BAR | 1 | 1 | [13 empty] | 1 |  | 3 | 1.5
209 | CN706 | LIGHTING | STAGE G68 | G01 | 2200 | 1 | 2 | [12 empty] | 1 |  |  | 4 | 2
210 | CN707 | LIGHTING | STAGE G69 | G01 | 2200 | 1 | 2 | [12 empty] | 1 |  |  | 4 | 2
211 | CN708 | LIGHTING | STAGE G70 | G01 | 2200 | 1 | 2 | [12 empty] | 1 |  |  | 4 | 2
212 | CN711 | SPEAKER POINT | STAGE G71 | G01 | 2200 | 1 | 2 | [12 empty] | 1 |  |  | 4 | 2
213 | CN712 | SPEAKER POINT | STAGE G72 | G01 | 2200 | 1 | 2 | [12 empty] | 1 |  |  | 4 | 2
214 | CN713 | SPEAKER POINT | STAGE G73 | G01 | 2200 | 1 | 2 | [12 empty] | 1 |  |  | 4 | 2
215 | CN714 | SPEAKER POINT | STAGE G74 | 113 | 2200 | 1 | 2 | [12 empty] | 1 |  |  | 4 | 2
216 | CN721A | PROJECTOR | STAGE G75 | 113 | 2200 | 1 | 2 | [12 empty] | 1 |  |  | 4 | 2
217 | CN721B | PROJECTOR | STAGE G76 | 207 | 2200 | 1 | 2 | [12 empty] | 1 |  |  | 4 | 2
218 | CN722 | PROJECTION SCREEN | STAGE G77 | 207 | 2200 | 1 | 2 | [12 empty] | 1 |  |  | 4 | 2
219 | CN723 | PROJECTION SCREEN | STAGE G78 | 207 | 2200 | 1 | 2 | [12 empty] | 1 |  |  | 4 | 2
220 | CN724 | PROJECTION SCREEN | STAGE G79 | 207 | 2200 | 1 | 2 | [12 empty] | 1 |  |  | 4 | 2
221 | CN751 | LIGHTING | STAGE G80 | 113 | CEILING | 1 | 2 | [12 empty] | 1 |  |  | 4 | 2
222 | CN752 | LIGHTING | STAGE G81 | 113 | CEILING | 1 | 2 | [12 empty] | 1 |  |  | 4 | 2
223 | CN753 | LIGHTING | STAGE G82 | 206 | PIPE GRID | 1 | 1 | 1 | [12 empty] | 1 |  | 4 | 2
224 | CN754 | LIGHTING | STAGE G83 | 206 | PIPE GRID | 1 | 1 | 1 | [12 empty] | 1 |  | 4 | 2
225 | CN755 | LIGHTING | STAGE G84 | 205 | PIPE GRID | 1 | 1 | 1 | [12 empty] | 1 |  | 4 | 2
226 | CN756 | LIGHTING | STAGE G85 | 205 | PIPE GRID | 1 | 1 | 1 | [12 empty] | 1 |  | 4 | 2
227 | CN757 | LIGHTING | STAGE G86 | 203 | PIPE GRID | 1 | 1 | 1 | [12 empty] | 1 |  | 4 | 2
228 | CN758 | LIGHTING | STAGE G87 | 203 | PIPE GRID | 1 | 1 | 1 | [12 empty] | 1 |  | 4 | 2
229 | CN761 | SPEAKER POINT | STAGE G88 | G16 | SOFFIT | 1 | 2 | 1 | [12 empty] | 1x(10A) |  | 4 | 2
242 | BR701 | LIGHTING | STAGE G19 |  | WALL | [10 empty] | 1 | [6 empty] | 1 | 0.5
243 | BR702 | LIGHTING | STAGE G20 |  | WALL | [10 empty] | 1 | [6 empty] | 1 | 0.5
244 | BR703 | LIGHTING | STAGE G21 |  | WALL | [10 empty] | 1 | [6 empty] | 1 | 0.5
245 | BR704 | LIGHTING | STAGE G22 |  | WALL | [10 empty] | 1 | [6 empty] | 1 | 0.5
277 | FY221 | SCREEN | STAGE EDGE |  | 1600 | [8 empty] | 1 | [8 empty] | 1 | 0.5
278 | FY222 | SCREEN | STAGE EDGE |  | 1600 | [8 empty] | 1 | [8 empty] | 1 | 0.5
282 | FY226 | SCREEN | FORESTAGE GRID |  | CEILING | [10 empty] | 1 | [6 empty] | 1 | 0.5
283 | FY227 | SCREEN | FORESTAGE GRID |  | CEILING | [10 empty] | 1 | [6 empty] | 1 | 0.5
284 | FY228 | SCREEN | FORESTAGE GRID |  | CEILING | [10 empty] | 1 | [6 empty] | 1 | 0.5
285 | FY229 | SCREEN | FORESTAGE GRID |  | CEILING | [10 empty] | 1 | [6 empty] | 1 | 0.5
288 | FY301 | TECH PANEL | STAGE G23 |  | WALL | [10 empty] | 1 | [6 empty] | 1 | 0.5
289 | FY302 | TECH PANEL | STAGE G24 |  | WALL | [10 empty] | 1 | [6 empty] | 1 | 0.5
290 | FY303 | TECH PANEL | STAGE G25 |  | WALL | [10 empty] | 1 | [6 empty] | 1 | 0.5
291 | FY304 | TECH PANEL | STAGE G26 |  | WALL | [10 empty] | 1 | [6 empty] | 1 | 0.5
292 | FY305 | TECH PANEL | STAGE G27 |  | WALL | [10 empty] | 1 | [6 empty] | 1 | 0.5
293 | FY306 | TECH PANEL | STAGE G28 |  | WALL | [10 empty] | 1 | [6 empty] | 1 | 0.5
294 | FY307 | TECH PANEL | STAGE G29 |  | WALL | [10 empty] | 1 | [6 empty] | 1 | 0.5
295 | FY308 | TECH PANEL | STAGE G30 |  | WALL | [10 empty] | 1 | [6 empty] | 1 | 0.5
296 | FY309 | TECH PANEL | STAGE G31 |  | WALL | [10 empty] | 1 | [6 empty] | 1 | 0.5
297 | FY310 | TECH PANEL | STAGE G32 |  | WALL | [10 empty] | 1 | [6 empty] | 1 | 0.5
298 | FY311 | TECH PANEL | STAGE G33 |  | WALL | [10 empty] | 1 | [6 empty] | 1 | 0.5
299 | FY312 | TECH PANEL | STAGE G34 |  | WALL | [10 empty] | 1 | [6 empty] | 1 | 0.5
300 | FY313 | TECH PANEL | STAGE G35 |  | WALL | [10 empty] | 1 | [6 empty] | 1 | 0.5
301 | FY314 | TECH PANEL | STAGE G36 |  | WALL | [10 empty] | 1 | [6 empty] | 1 | 0.5
305 | FY421 | SCREEN | FORESTAGE GRID |  | CEILING | [10 empty] | 1 | [6 empty] | 1 | 0.5
306 | FY422 | SCREEN | FORESTAGE GRID |  | CEILING | [10 empty] | 1 | [6 empty] | 1 | 0.5
307 | FY423 | SCREEN | STAGE G37 | 218 | [15 empty] | 1 |  |  | 1 | 0.5
308 | FY424 | SCREEN | STAGE G38 |  | 1200 |  |  | 1 |  |  |  |  | 1 | [9 empty] | 2 | 1
311 | FY621 | SCREEN | FORESTAGE GRID |  | CEILING | [10 empty] | 1 | [6 empty] | 1 | 0.5
312 | FY622 | SCREEN | FORESTAGE GRID |  | CEILING | [10 empty] | 1 | [6 empty] | 1 | 0.5
313 | FY623 | SCREEN | FORESTAGE GRID |  | CEILING | [10 empty] | 1 | [6 empty] | 1 | 0.5
314 | FY624 | SCREEN | AUDITORIUM | G16 | ON ORCH BAR |  |  |  |  | 1 | [12 empty] | 1 | 0.5
315 | FY731 | EVENT PANEL | STAGE G39 |  | 1200 |  |  | 1 |  |  |  |  | 1 | [9 empty] | 2 | 1
316 | FY732 | EVENT PANEL | STAGE G40 |  | 1200 |  |  | 1 |  |  |  |  | 1 | [9 empty] | 2 | 1
317 | FY733 | EVENT PANEL | STAGE G41 |  | 1200 |  |  | 1 |  |  |  |  | 1 | [9 empty] | 2 | 1
318 | FY734 | EVENT PANEL | STAGE G42 |  | 1200 |  |  | 1 |  |  |  |  | 1 | [9 empty] | 2 | 1

## Equipment location
1 |  |  |  |  | DEMARCATION | Supply, Rough-in and Termination: Technical Equipment Contractor | [32 empty] | Supply, Rough-in, Termination: Rigging Infrastructure Contractor | [5 empty] | Supply, Rough-in and Termination: Electrical Contractor
2 |  |  |  |  | SYSTEM | TD (TECHNICAL DATA) |  | MULTIMODE FIBER |  | VTL (VIDEO TIE LINE) CV/RF/SDI/HDSDI |  | DIGITAL MEDIA |  | AV CONTROL DATA |  | AUDIO DIGITAL / ANALOGUE (M) SEND, (F) RETURN |  |  | ETHERNET AUDIO (Dante) |  | TALKBACK |  | PERFORMANCE RELAY INPUT |  | PAGING STATION |  | PAGING VOLUME CONTROL |  | PAGING SPEAKER |  | PERFORMANCE LOUDSPEAKER |  | STAGE LIGHTING CONTROL (DMX) |  | BLUE / WORK LIGHT CONTROL |  | HOIST CONTROL |  | HOUSE CURTAIN CONTROL |  | PENDENT CONTROL (WITH ESTOP) |  | ESTOP - LOCATIONS TO BE FINALIZED AT RISK ASSESSMENT |  | STAGE LIGHTING OUTLETS SINGLE 10A |  | BLUE/WORK LIGHT OUTLETS (B) BLUW + (W) WHITE |  | 10A 'DIRTY' GPO DOUBLE OUTLET (NOTE 6) | 10A AUDIO POWER DOUBLE OUTLET (NOTE 6) | 3 PHASE OUTLET
3 |  |  |  |  | CABLE TYPE | Cat 6A S/FTP R&M R305649 |  | 0M3 - 4pair LC |  | 3G-SDI-HD, RG59 < 60m, RG6 > 60m |  | Cat 6A S/FTP R&M R305649 |  | Cat 6A S/FTP R&M R305649 |  | Belden 1801B/ 1802B/ 1803F /7880A |  |  | Cat 6A S/FTP R&M R305649 |  | Belden 1802B |  | Belden 1802B |  | Cat 6A U/FTP R&M R308247 |  | Cat 6A U/FTP R&M R308247 |  | 18 AWG 0.75mm2 figure 8 |  | 11AWG 4mm2 figure 8 with overall sheath |  | Cat 6A U/FTP R&M R308247 |  | Cat 6A S/FTP R&M R305649 |  | System Dependant |  | System Dependant |  | System Dependant |  | System Dependant |  | Black faceplate - Autoswitched |  | Blue/ White Faceplates |  |  | Green Faceplate | 40A
4 | PANEL ID | DESCRIPTION | LOCATION | ROOM | AFFL (MM) | Quantity of outlets | To/from | Quantity of Outlets | To/from | Quantity of outlets | To/from | Quantity of outlets | To/from | Quantity of outlets | To/from | (M) Send Quantity | (F) Return Quantity | To/from | Quantity of Outlets | To/from | Quantity of outlets | To/From | Quantity of outlets | To/from | Quantity of Outlets | To/from | Quantity of outlets | To/from | Quantity of outlets | To/from | Quantity of outlets | To/from | Quantity of outlets | To/from | Quantity of outlets | To/From | Quantity of outlets | To/from | Quantity of outlets | To/from | Quantity of outlets | To/from | Quantity of outlets | To/from | Quantity of outlets | To/From | Quantity of outlets | Zone | Quantity of outlets | Quantity of outlets | Quantity of outlets
5 | THEATRE
6 | AV201 | NOT USED
7 | AV202 | AVCONTROL PANEL | STAGE | G15 | 1100 | 1 | ER401 | [6 empty] | 1 | ER401
8 | AV451 | PROJECTOR | AUDITORIUM | G16 | SOFFIT | 1 | ER401 |  |  |  |  | 2 | ER401 | 1 | ER401 | [34 empty] | 1x(10A)
9 | AV651 | SHOW RELAY CAMERA | AUDITORIUM | G16 | ON BAR | 1 | ER401 |  |  |  |  | 1 | ER401 | [36 empty] | 1
10 | AV801 | PROJECTION SCREEN | STAGE | G15 | ON BAR | [8 empty] | 1 | ER401 | [33 empty] | 1
11 | AV851 | SHOW RELAY MICROPHONE | AUDITORIUM | G16 | ON ORCH BAR | [11 empty] | 1 | ER401
12 | CR251 | CONTROL FLOORBOX | AUDITORIUM | G16 | 0 | 4 | ER491 |  |  |  |  | 4 | ER491 | 2 | ER401 | 16 NOTE 7 | 8 NOTE 7 | ER491 | 4 | ER491 | 3 | ER491 | [10 empty] | 4 | ER491 | [14 empty] | 3 | 3
13 | CR451 | AUDITORIUM CONTROL | AUDITORIUM | G16 | IN RISER | 4 | ER491 |  |  |  |  | 4 | ER491 | 2 | ER491 | 16 NOTE 7 | 8 NOTE 7 | ER491 | 4 | ER491 | 3 | ER491 | [10 empty] | 4 | ER491 | [14 empty] | 3 | 3
14 | CR491 | LIGHTING CONTROL | CONTROL ROOM |  | 500 | 4 | ER491 |  |  |  |  | 2 | ER491 | 1 | ER491 | [5 empty] | 1 | ER491 | [10 empty] | 4 | ER491 | [14 empty] | 3
15 | CR492 | AUDIO CONTROL | CONTROL ROOM |  | 500 | 4 | ER491 |  |  |  |  | 2 | ER491 | 1 | ER491 | 16 | 8 | ER491 | 4 | ER491 | 2 | ER491 | [26 empty] | 1 | 3
16 | CR493 | AV CONTROL | CONTROL ROOM |  | 500 | 4 | ER491 |  |  |  |  | 4 | ER491 | 2 | ER491 | 2 | 2 | ER491 | 1 | ER491 | 1 | ER491 |  |  | 1 | ER401 | [22 empty] | 2 | 2
17 | DIM601 | DIMMER RACK | TECH | 220 | 500 | 2 | ER401 |  |  |  |  | 1 | ER401 | [7 empty] | 1 | ER491 | [10 empty] | 4 | ER491 | [14 empty] | 2 |  | 1x(400A) CEILING
18 | DIM601 | DIMMER RACK | TECH | 220 | 500 | [27 empty] | 4 | ER491 | [14 empty] | 2 |  | 1x(400A) CEILING
19 | DIM601 | DIMMER RACK | TECH | 220 | 500 | [27 empty] | 4 | ER491 | [14 empty] | 2 |  | 1x(400A) CEILING
20 | ER401 | EQPT RACK | TECH ROOM | 117 | 0 |  |  | 2 | ER491 | [39 empty] | 2x(20A) | 2x(20A)
21 | ER401 | EQPT RACK (AMP) | TECH ROOM | 117 | 0 | [43 empty] | 2x(20A) | 2x(20A)
22 | ER401 | EQPT RACK | TECH ROOM | 117 | 0 | [43 empty] | 2x(20A) | 3x(20A)
23 | ER491 | EQPT RACK | CONTROL ROOM |  | 0 | 10 | ER401 | 1 | ER401 | [39 empty] | 2x(20A) | 2x(20A)
24 | ER491 | EQPT RACK | CONTROL ROOM |  | 0 | 10 | ER401 | 1 | ER401 | [39 empty] | 2x(20A) | 2x(20A)
25 | FB201 | FLOORBOXES | STAGE | G15 | 0 | 2 | ER401 |  |  |  |  | 2 | ER401 |  |  | 2 | 4 | ER401 | 2 | ER401 | [10 empty] | 1 | ER401 | 1 | ER491 | [10 empty] | 2 | DIM601 |  |  | 1 | 1
26 | FB202 | FLOORBOXES | STAGE | G15 | 0 | 2 | ER401 |  |  |  |  | 2 | ER401 |  |  | 2 | 4 | ER401 | 2 | ER401 | [10 empty] | 1 | ER401 | 1 | ER491 | [10 empty] | 2 | DIM601 |  |  | 1 | 1
27 | FB203 | FLOORBOXES | STAGE | G15 | 0 | 2 | ER401 |  |  |  |  | 2 | ER401 |  |  | 2 | 4 | ER401 | 2 | ER401 | [10 empty] | 1 | ER401 | 1 | ER491 | [10 empty] | 2 | DIM601 |  |  | 1 | 1
28 | FB204 | FLOORBOXES | STAGE | G15 | 0 | 2 | ER401 |  |  |  |  | 2 | ER401 |  |  | 2 | 4 | ER401 | 2 | ER401 | [10 empty] | 1 | ER401 | 1 | ER491 | [10 empty] | 2 | DIM601 |  |  | 1 | 1
29 | FB205 | FLOORBOXES | STAGE | G15 | 0 | 2 | ER401 |  |  |  |  | 2 | ER401 |  |  | 2 | 4 | ER401 | 2 | ER401 | [10 empty] | 1 | ER401 | 1 | ER491 | [10 empty] | 2 | DIM601 |  |  | 1 | 1
30 | FB206 | FLOORBOXES | STAGE | G15 | 0 | 2 | ER401 |  |  |  |  | 2 | ER401 |  |  | 2 | 4 | ER401 | 2 | ER401 | [10 empty] | 1 | ER401 | 1 | ER491 | [10 empty] | 2 | DIM601 |  |  | 1 | 1
31 | FB207 | FLOORBOXES | STAGE | G15 | 0 | 2 | ER401 |  |  |  |  | 2 | ER401 |  |  | 2 | 4 | ER401 | 2 | ER401 | [10 empty] | 1 | ER401 | 1 | ER491 | [10 empty] | 2 | DIM601 |  |  | 1 | 1
32 | FB208 | FLOORBOXES | STAGE | G15 | 0 | 2 | ER401 |  |  |  |  | 2 | ER401 |  |  | 2 | 4 | ER401 | 2 | ER401 | [10 empty] | 1 | ER401 | 1 | ER491 | [10 empty] | 2 | DIM601 |  |  | 1 | 1
33 | FB251 | FLOORBOXES | AUDITORIUM | G16 | 0 | 2 | ER401 |  |  |  |  | 2 | ER401 |  |  | 2 | 4 | ER401 | 2 | ER401 | [10 empty] | 1 | ER401 | 1 | ER491 | [10 empty] | 2 | DIM601 |  |  | 1 | 1
34 | FB252 | FLOORBOXES | AUDITORIUM | G16 | 0 | 2 | ER401 |  |  |  |  | 2 | ER401 |  |  | 2 | 4 | ER401 | 2 | ER401 | [10 empty] | 1 | ER401 | 1 | ER491 | [10 empty] | 2 | DIM601 |  |  | 1 | 1
35 | FB253 | FLOORBOXES | AUDITORIUM | G16 | 0 | 2 | ER401 |  |  |  |  | 2 | ER401 |  |  | 2 | 4 | ER401 | 2 | ER401 | [10 empty] | 1 | ER401 | 1 | ER491 | [10 empty] | 2 | DIM601 |  |  | 1 | 1
36 | FB254 | FLOORBOXES | AUDITORIUM | G16 | 0 | 2 | ER401 |  |  |  |  | 2 | ER401 |  |  | 2 | 4 | ER401 | 2 | ER401 | [10 empty] | 1 | ER401 | 1 | ER491 | [10 empty] | 2 | DIM601 |  |  | 1 | 1
37 | FB255 | FLOORBOXES | AUDITORIUM | G16 | 0 | 2 | ER401 |  |  |  |  | 2 | ER401 |  |  | 2 | 4 | ER401 | 2 | ER401 | [10 empty] | 1 | ER401 | 1 | ER491 | [10 empty] | 2 | DIM601 |  |  | 1 | 1
38 | FB256 | FLOORBOXES | AUDITORIUM | G16 | 0 | 2 | ER401 |  |  |  |  | 2 | ER401 |  |  | 2 | 4 | ER401 | 2 | ER401 | [10 empty] | 1 | ER401 | 1 | ER491 | [10 empty] | 2 | DIM601 |  |  | 1 | 1
39 | FB257 | FLOORBOXES | AUDITORIUM | G16 | 0 | 2 | ER401 |  |  |  |  | 2 | ER401 |  |  | 2 | 4 | ER401 | 2 | ER401 | [10 empty] | 1 | ER401 | 1 | ER491 | [10 empty] | 2 | DIM601 |  |  | 1 | 1
40 | FB258 | FLOORBOXES | AUDITORIUM | G16 | 0 | 2 | ER401 |  |  |  |  | 2 | ER401 |  |  | 2 | 4 | ER401 | 2 | ER401 | [10 empty] | 1 | ER401 | 1 | ER491 | [10 empty] | 2 | DIM601 |  |  | 1 | 1
41 | FB259 | FLOORBOXES | AUDITORIUM | G16 | 0 | 2 | ER401 |  |  |  |  | 2 | ER401 |  |  | 2 | 4 | ER401 | 2 | ER401 | [10 empty] | 1 | ER401 | 1 | ER491 | [10 empty] | 2 | DIM601 |  |  | 1 | 1
42 | FS651 | FOLLOW SPOT | LEVEL 2 BALCONY |  | 150 | 1 | ER401 | [13 empty] | 1 | ER491 | [10 empty] | 1 | ER491 | [15 empty] | 1x(20A)
43 | FS652 | FOLLOW SPOT | LEVEL 2 BALCONY |  | 150 | 1 | ER401 | [13 empty] | 1 | ER491 | [10 empty] | 1 | ER491 | [15 empty] | 1x(20A)
44 | HC201 | HOUSE CURTAIN CONTROL | STAGE | G15 | 1100 | [33 empty] | 1 | HC601 |  |  | 1 | HC601
45 | HC201A | HOUSE CURTAIN CONTROL | PERF LOCK | G23 | 1100 | [33 empty] | 1 | HC601 |  |  | 1 | HC601
46 | HC202 | HOUSE CURTAIN CONTROL | STAGE | G15 | 1100 | [33 empty] | 1 | HC601 |  |  | 1 | HC601
47 | HC491 | HOUSE CURTAIN CONTROL | CONTROL ROOM |  | 1100 | [33 empty] | 1 | HC601 |  |  | 1 | HC601
48 | HC601 | HOUSE CURTAIN MOTOR CONTROL | TECH (GALLERY) | 218 | [44 empty] | 1
49 | HC801 | HOUSE CURTAIN MOTOR | STAGE | G15 | ON TRUSS | [33 empty] | 1 | HC601 |  |  | 1 | HC601
50 | LX451 | LX BALCONY BAR | AUDITORIUM | G16 | ON BAR | 2 | ER401 | [11 empty] | 1 | ER401 | [10 empty] | 2 | ER401 | 2 | ER491 | [10 empty] | 6 | DIM601 |  |  | 2 | 1
51 | LX452 | LX BALCONY BAR | AUDITORIUM | G16 | ON BAR | 2 | ER401 | [11 empty] | 1 | ER401 | [10 empty] | 2 | ER401 | 2 | ER491 | [10 empty] | 6 | DIM601 |  |  | 2 | 1
52 | LX453 | LX BALCONY BAR | AUDITORIUM | G16 | ON BAR | 2 | ER401 | [11 empty] | 1 | ER401 | [10 empty] | 2 | ER401 | 2 | ER491 | [10 empty] | 6 | DIM601 |  |  | 2 | 1
53 | LX454 | LX BALCONY BAR | AUDITORIUM | G16 | ON BAR | 2 | ER401 | [11 empty] | 1 | ER401 | [10 empty] | 2 | ER401 | 2 | ER491 | [10 empty] | 6 | DIM601 |  |  | 2 | 1
54 | LX651 | LX BALCONY BAR | LEVEL 2 BALCONY |  | ON BAR | 2 | ER401 | [11 empty] | 1 | ER401 | [10 empty] | 2 | ER401 | 2 | ER491 | [10 empty] | 6 | DIM601 |  |  | 2 | 1
55 | LX652 | LX BALCONY BAR | LEVEL 2 BALCONY |  | ON BAR | 2 | ER401 | [11 empty] | 1 | ER401 | [10 empty] | 2 | ER401 | 2 | ER491 | [10 empty] | 6 | DIM601 |  |  | 2 | 1
56 | LX653 | LX BALCONY BAR | LEVEL 2 BALCONY |  | ON BAR | 2 | ER401 | [11 empty] | 1 | ER401 | [10 empty] | 2 | ER401 | 2 | ER491 | [10 empty] | 6 | DIM601 |  |  | 2 | 1
57 | LX654 | LX BALCONY BAR | LEVEL 2 BALCONY |  | ON BAR | 2 | ER401 | [11 empty] | 1 | ER401 | [10 empty] | 2 | ER401 | 2 | ER491 | [10 empty] | 6 | DIM601 |  |  | 2 | 1
58 | LX655 | LX BALCONY BAR | LEVEL 2 BALCONY |  | ON BAR | 2 | ER401 | [11 empty] | 1 | ER401 | [10 empty] | 2 | ER401 | 2 | ER491 | [10 empty] | 6 | DIM601 |  |  | 2 | 1
59 | LX656 | LX BALCONY BAR | LEVEL 2 BALCONY |  | ON BAR | 2 | ER401 | [11 empty] | 1 | ER401 | [10 empty] | 2 | ER401 | 2 | ER491 | [10 empty] | 6 | DIM601 |  |  | 2 | 1
60 | LX801 | LX BAR | STAGE | G15 | CEILING | 3 | ER401 | [8 empty] | 3 | 3 | ER401 | 3 | ER401 | [12 empty] | 6 | ER491 | [10 empty] | 18 | DIM601 |  |  |  | 2
61 | LX802 | LX BAR | STAGE | G15 | CEILING | 3 | ER401 | [8 empty] | 3 | 3 | ER401 | 3 | ER401 | [12 empty] | 6 | ER491 | [10 empty] | 18 | DIM601 |  |  |  | 2
62 | LX803 | LX BAR | STAGE | G15 | CEILING | 3 | ER401 | [8 empty] | 3 | 3 | ER401 | 3 | ER401 | [12 empty] | 6 | ER491 | [10 empty] | 18 | DIM601 |  |  |  | 2
63 | LX804 | LX BAR | STAGE | G15 | CEILING | 3 | ER401 | [8 empty] | 3 | 3 | ER401 | 3 | ER401 | [12 empty] | 6 | ER491 | [10 empty] | 18 | DIM601 |  |  |  | 2
64 | LX851 | LX BAR (ORCH) | AUDITORIUM | G16 | CEILING | 3 | ER401 | [8 empty] | 3 | 3 | ER401 | 3 | ER401 | [12 empty] | 6 | ER491 | [10 empty] | 18 | DIM601 |  |  |  | 2
65 | LX861 | LX BAR | CABLE NET |  | ON CABLENET PICKUPS | 3 | ER401 | [8 empty] | 3 | 3 | ER401 | 3 | ER401 | [12 empty] | 6 | ER491 | [10 empty] | 18 | DIM601 |  |  | 2 | 2
66 | LX862 | LX BAR | CABLE NET |  | ON CABLENET PICKUPS | 3 | ER401 | [8 empty] | 3 | 3 | ER401 | 3 | ER401 | [12 empty] | 6 | ER491 | [10 empty] | 18 | DIM601 |  |  | 2 | 2
67 | LX863 | LX BAR | CABLE NET |  | ON CABLENET PICKUPS | 3 | ER401 | [8 empty] | 3 | 3 | ER401 | 3 | ER401 | [12 empty] | 6 | ER491 | [10 empty] | 18 | DIM601 |  |  | 2 | 2
68 | SX251 | SPEAKER - FRONT FILL | STAGE EDGE |  | 1600 | [25 empty] | 1 | ER401
69 | SX252 | SPEAKER - FRONT FILL | STAGE EDGE |  | 1600 | [25 empty] | 1 | SX251
70 | SX253 | SPEAKER - FRONT FILL | STAGE EDGE |  | 1600 | [25 empty] | 1 | ER401
71 | SX254 | SPEAKER - FRONT FILL | STAGE EDGE |  | 1600 | [25 empty] | 1 | SX253
72 | SX255 | SPEAKER - FRONT FILL | STAGE EDGE |  | 1600 | [25 empty] | 1 | ER401
73 | SX256 | SPEAKER - FRONT FILL | STAGE EDGE |  | 1600 | [25 empty] | 1 | SX255
74 | SX451 | SPEAKER | LEVEL 1 BALCONY |  | ON BAR | 1 | ER401 | [8 empty] | 2 |  | ER401 | 1 | ER401 | [10 empty] | 2 | ER401 | [17 empty] | 1
75 | SX452 | SPEAKER | LEVEL 1 BALCONY |  | ON BAR | 1 | ER401 | [8 empty] | 2 |  | ER401 | 1 | ER401 | [10 empty] | 2 | ER401 | [17 empty] | 1
76 | SX851A | SPEAKER (ARRAY) | AUDITORIUM | G16 | CEILING | 1 | ER401 | [8 empty] | 4 |  | ER401 | 2 | ER401 | [10 empty] | 4 | ER401 | [16 empty] | 1 | 2x(20A)
77 | SX851B | SPEAKER (SUBS) | AUDITORIUM | G16 | CEILING | 1 | ER401 | [8 empty] | 4 |  | ER401 | 2 | ER401 | [10 empty] | 2 | ER401 | [16 empty] | 1 | 2x(20A)
78 | SX852 | SPEAKER | AUDITORIUM | G16 | CEILING | 1 | ER401 | [8 empty] | 4 |  | ER401 | 2 | ER401 | [10 empty] | 4 | ER401 | [16 empty] | 1 | 2x(20A)
79 | SX853 | SPEAKER | AUDITORIUM | G16 | CEILING | 1 | ER401 | [8 empty] | 4 |  | ER401 | 2 | ER401 | [10 empty] | 4 | ER401 | [16 empty] | 1 | 2x(20A)
80 | SX854 | SPEAKER | AUDITORIUM | G16 | CEILING | 1 | ER401 | [8 empty] | 4 |  | ER401 | 2 | ER401 | [10 empty] | 4 | ER401 | [16 empty] | 1 | 2x(20A)
81 | SX855A | SPEAKER (ARRAY) | AUDITORIUM | G16 | CEILING | 1 | ER401 | [8 empty] | 4 |  | ER401 | 2 | ER401 | [10 empty] | 4 | ER401 | [16 empty] | 1 | 2x(20A)
82 | SX855B | SPEAKER (SUBS) | AUDITORIUM | G16 | CEILING | 1 | ER401 | [8 empty] | 4 |  | ER401 | 2 | ER401 | [10 empty] | 2 | ER401 | [16 empty] | 1 | 2x(20A)
83 | TP001 | TECH PANEL | SUB STAGE | B01 | 300 | 1 | ER401 |  |  |  |  | 1 | ER401 |  |  | 1 | 1 | ER401 | [14 empty] | 4 | ER491 | [10 empty] | 2 | DIM601 |  |  | 1 | 1
84 | TP002 | TECH PANEL | SUB STAGE | B01 | 300 | 1 | ER401 |  |  |  |  | 1 | ER401 |  |  | 1 | 1 | ER401 |  |  | 1 | ER491 | [10 empty] | 2 | ER491 | [10 empty] | 2 | DIM601 |  |  | 1 | 1 | 1
85 | TP003 | TECH PANEL | SUB STAGE | B01 | 300 | 1 | ER401 |  |  |  |  | 1 | ER401 |  |  | 1 | 1 | ER401 | [14 empty] | 4 | ER491 | [10 empty] | 2 | DIM601 |  |  | 1 | 1
86 | TP201 | TECH PANEL (SM Panel) | STAGE | G15 | 300 | 2 | ER401 |  |  |  |  | 4 | ER401 | 2 | ER401 | 1 | 1 | ER401 | 1 | ER401 | 1 | ER491 |  |  | 1 | ER401 | [6 empty] | 2 | ER491 | 1 | ER491 | [8 empty] | 4 | DIM601 |  |  | 2 | 2
87 | TP201A | TECH PANEL (SM Panel) | PERF LOCK | G23 | 300 | 2 | ER401 |  |  |  |  | 4 | ER401 | 2 | ER401 | 1 | 1 | ER401 | 1 | ER401 | 1 | ER491 |  |  | 1 | ER401 | [6 empty] | 2 | ER491 | 1 | ER491 | [12 empty] | 2 | 2
88 | TP202 | TECH PANEL (SM Panel) | STAGE | G15 | 300 | 2 | ER401 |  |  |  |  | 4 | ER401 | 2 | ER401 | 1 | 1 | ER401 | 1 | ER401 | 1 | ER491 |  |  | 1 | ER401 | [6 empty] | 2 | ER491 | 1 | ER491 | [8 empty] | 4 |  |  |  | 2 | 2 | 1
89 | TP203 | TECH PANEL | STAGE | G15 | 300 | 2 | ER401 |  |  |  |  | 2 | ER401 |  |  | 2 | 2 | ER401 | 2 | ER401 | 1 | ER491 | [10 empty] | 2 | ER491 | [10 empty] | 4 | DIM601 |  |  | 2 | 2 | 1
90 | TP204 | TECH PANEL | STAGE | G15 | 300 | 2 | ER401 |  |  |  |  | 2 | ER401 |  |  | 2 | 2 | ER401 | 2 | ER401 | 1 | ER491 | [10 empty] | 2 | ER491 | [10 empty] | 4 | DIM601 |  |  | 2 | 2 | 1
91 | TP205 | TECH PANEL (Power Lock) | STAGE | G15 | 300 | 1 | ER401 | [43 empty] | 1x(200A)
92 | TP251 | TECH PANEL | FORESTAGE | B02 | 300 | 2 | ER401 |  |  |  |  | 2 | ER401 |  |  | 2 | 8 | ER401 | 2 | ER401 | 2 | ER491 | [8 empty] | 2 | ER401 | 2 | ER491 | [10 empty] | 4 | DIM601 |  |  | 2 | 2
93 | TP252 | TECH PANEL | FORESTAGE | B02 | 300 | 2 | ER401 |  |  |  |  | 2 | ER401 |  |  | 2 | 8 | ER401 | 2 | ER401 | 2 | ER491 | [8 empty] | 2 | ER401 | 2 | ER491 | [10 empty] | 4 | DIM601 |  |  | 2 | 2
94 | TP601 | TECH PANEL | TECH (GALLERY) | 218 | 300 | 2 | ER401 |  |  |  |  | 2 | ER401 |  |  | 2 | 2 | ER401 | 1 | ER401 | 1 | ER491 | [10 empty] | 2 | ER491 | [10 empty] | 6 | DIM601 |  |  | 2 | 2
95 | TP602 | TECH PANEL | TECH (GALLERY) | 219 | 300 | 2 | ER401 |  |  |  |  | 2 | ER401 |  |  | 2 | 2 | ER401 | 1 | ER401 | 1 | ER491 | [10 empty] | 2 | ER491 | [10 empty] | 6 | DIM601 |  |  | 2 | 2 | 1
96 | TP603 | TECH PANEL | TECH (GALLERY) | 218 | 300 | 2 | ER401 |  |  |  |  | 2 | ER401 |  |  | 2 | 2 | ER401 | 1 | ER401 | 1 | ER491 | [10 empty] | 2 | ER491 | [10 empty] | 6 | DIM601 |  |  | 2 | 2
97 | TP604 | TECH PANEL | TECH (GALLERY) | 219 | 300 | 2 | ER401 |  |  |  |  | 2 | ER401 |  |  | 2 | 2 | ER401 | 1 | ER401 | 1 | ER491 | [10 empty] | 2 | ER491 | [10 empty] | 6 | DIM601 |  |  | 2 | 2 | 1
98 | TP801 | TECH PANEL | FLY GALLERY |  | 300 | 2 | ER401 | [13 empty] | 1 | ER491 | [10 empty] | 2 | ER491 | [10 empty] | 4 | DIM601 |  |  | 2
99 | TP802 | TECH PANEL | FLY GALLERY |  | 300 | 2 | ER401 | [13 empty] | 1 | ER491 | [10 empty] | 2 | ER491 | [10 empty] | 4 | DIM601 |  |  | 2
100 | TP803 | TECH PANEL | FLY GALLERY |  | 300 | 2 | ER401 | 1 | ER401 | [11 empty] | 1 | ER491 | [10 empty] | 2 | ER491 | [10 empty] | 4 | DIM601 |  |  | 2 |  | 1
101 | TP804 | TECH PANEL | FLY GALLERY |  | 300 | 2 | ER401 | 1 | ER401 | [11 empty] | 1 | ER491 | [10 empty] | 2 | ER491 | [10 empty] | 4 | DIM601 |  |  | 2 |  | 1
102 | TP851 | TECH PANEL | CABLE NET |  | 300 | 4 | ER401 | [8 empty] | 1 | 1 | ER401 | 1 | ER401 | 1 | ER491 | [10 empty] | 2 | ER491 | [10 empty] | 4 | DIM601 |  |  | 2 | 2
103 | TP852 | TECH PANEL | CABLE NET |  | 300 | 4 | ER401 | [8 empty] | 1 | 1 | ER401 | 1 | ER401 | 1 | ER491 | [10 empty] | 2 | ER491 | [10 empty] | 4 | DIM601 |  |  | 2 | 2
104 | TP853 | TECH PANEL | CABLE NET |  | 300 | 4 | ER401 | 1 | ER401 | [6 empty] | 1 | 1 | ER401 | 1 | ER401 | 1 | ER491 | [10 empty] | 2 | ER491 | [10 empty] | 4 | DIM601 |  |  | 2 | 2 | 1
105 | TP854 | TECH PANEL | CABLE NET |  | 300 | 4 | ER401 | 1 | ER401 | [6 empty] | 1 | 1 | ER401 | 1 | ER401 | 1 | ER491 | [10 empty] | 2 | ER491 | [10 empty] | 4 | DIM601 |  |  | 2 | 2 | 1
106 | MCC-C | CHAIN HOIST GROUP CONTROLLER | FORESTAGE GRID |  | 500 | [45 empty] | 4
107 | MX202 | PENDANT CONTROL CONNECTION | STAGE | G15 | 300 | [31 empty] | 4 | MCC-C
108 | MX601-A | SINGLE AXIS CONTROLLER | TECH (GALLERY) | 218 | RAILING | [31 empty] | 1 | MX601-B
109 | MX601-B | MOTOR CONTROL CABINET | TECH (GALLERY) | 218 | REF DWG | [43 empty] | 1x(20A)
110 | MX602-A | SINGLE AXIS CONTROLLER | TECH (GALLERY) | 218 | RAILING | [31 empty] | 1 | MX602-B
111 | MX602-B | MOTOR CONTROL CABINET | TECH (GALLERY) | 218 | REF DWG | [43 empty] | 1x(20A)
112 | MX603-A | SINGLE AXIS CONTROLLER | TECH (GALLERY) | 218 | RAILING | [31 empty] | 1 | MX603-B
113 | MX603-B | MOTOR CONTROL CABINET | TECH (GALLERY) | 218 | REF DWG | [43 empty] | 1x(20A)
114 | MX604-A | SINGLE AXIS CONTROLLER | TECH (GALLERY) | 218 | RAILING | [31 empty] | 1 | MX604-B
115 | MX604-B | MOTOR CONTROL CABINET | TECH (GALLERY) | 218 | REF DWG | [43 empty] | 1x(20A)
116 | MX605-A | SINGLE AXIS CONTROLLER | TECH (GALLERY) | 218 | RAILING | [31 empty] | 1 | MX605-B
117 | MX605-B | MOTOR CONTROL CABINET | TECH (GALLERY) | 218 | REF DWG | [43 empty] | 1x(20A)
118 | MX606-A | SINGLE AXIS CONTROLLER | TECH (GALLERY) | 218 | RAILING | [31 empty] | 1 | MX606-B
119 | MX606-B | MOTOR CONTROL CABINET | TECH (GALLERY) | 218 | REF DWG | [43 empty] | 1x(20A)
120 | MX607-A | SINGLE AXIS CONTROLLER | TECH (GALLERY) | 218 | RAILING | [31 empty] | 1 | MX607-B
121 | MX607-B | MOTOR CONTROL CABINET | TECH (GALLERY) | 218 | REF DWG | [43 empty] | 1x(20A)
122 | MX608-A | SINGLE AXIS CONTROLLER | TECH (GALLERY) | 218 | RAILING | [31 empty] | 1 | MX608-B
123 | MX608-B | MOTOR CONTROL CABINET | TECH (GALLERY) | 218 | REF DWG | [43 empty] | 1x(20A)
124 | MX609-A | SINGLE AXIS CONTROLLER | TECH (GALLERY) | 218 | RAILING | [31 empty] | 1 | MX609-B
125 | MX609-B | MOTOR CONTROL CABINET | TECH (GALLERY) | 218 | REF DWG | [43 empty] | 1x(20A)
126 | MX610-A | SINGLE AXIS CONTROLLER | TECH (GALLERY) | 218 | RAILING | [31 empty] | 1 | MX610-B
127 | MX610-B | MOTOR CONTROL CABINET | TECH (GALLERY) | 218 | REF DWG | [43 empty] | 1x(20A)
128 | MX611-A | SINGLE AXIS CONTROLLER | TECH (GALLERY) | 218 | RAILING | [31 empty] | 1 | MX611-B
129 | MX611-B | MOTOR CONTROL CABINET | TECH (GALLERY) | 218 | REF DWG | [43 empty] | 1x(20A)
130 | MX612-A | SINGLE AXIS CONTROLLER | TECH (GALLERY) | 218 | RAILING | [31 empty] | 1 | MX612-B
131 | MX612-B | MOTOR CONTROL CABINET | TECH (GALLERY) | 218 | REF DWG | [43 empty] | 1x(20A)
132 | MX613-A | SINGLE AXIS CONTROLLER | TECH (GALLERY) | 218 | RAILING | [31 empty] | 1 | MX613-B
133 | MX613-B | MOTOR CONTROL CABINET | TECH (GALLERY) | 218 | REF DWG | [43 empty] | 1x(20A)
134 | MX614-A | SINGLE AXIS CONTROLLER | TECH (GALLERY) | 218 | RAILING | [31 empty] | 1 | MX614-B
135 | MX614-B | MOTOR CONTROL CABINET | TECH (GALLERY) | 218 | REF DWG | [43 empty] | 1x(20A)
136 | MX615-A | SINGLE AXIS CONTROLLER | TECH (GALLERY) | 218 | RAILING | [31 empty] | 1 | MX615-B
137 | MX615-B | MOTOR CONTROL CABINET | TECH (GALLERY) | 218 | REF DWG | [43 empty] | 1x(20A)
138 | MX616-A | SINGLE AXIS CONTROLLER | TECH (GALLERY) | 218 | RAILING | [31 empty] | 1 | MX616-B
139 | MX616-B | MOTOR CONTROL CABINET | TECH (GALLERY) | 218 | REF DWG | [43 empty] | 1x(20A)
140 | MX617-A | SINGLE AXIS CONTROLLER | TECH (GALLERY) | 218 | RAILING | [31 empty] | 1 | MX617-B
141 | MX617-B | MOTOR CONTROL CABINET | TECH (GALLERY) | 218 | REF DWG | [43 empty] | 1x(20A)
142 | MX618-A | SINGLE AXIS CONTROLLER | TECH (GALLERY) | 218 | RAILING | [31 empty] | 1 | MX618-B
143 | MX618-B | MOTOR CONTROL CABINET | TECH (GALLERY) | 218 | REF DWG | [43 empty] | 1x(20A)
144 | MX716 | MOTOR | STAGE G15 |  | WALL | [31 empty] | 1 | MX616-B
145 | MX717 | MOTOR | STAGE G15 |  | WALL | [31 empty] | 1 | MX617-B
146 | MX718 | MOTOR | STAGE G15 |  | WALL | [31 empty] | 1 | MX618-B
147 | MX720-A | CHAIN MOTOR (UNDER FLY GALLERY) | STAGE G15 |  | SOFFIT | [31 empty] | 1 | MCC-C
148 | MX720-B | CHAIN MOTOR (UNDER FLY GALLERY) | STAGE G15 |  | SOFFIT | [31 empty] | 1 | MCC-C
149 | MX721-A | CHAIN MOTOR (UNDER FLY GALLERY) | STAGE G15 |  | SOFFIT | [31 empty] | 1 | MCC-C
150 | MX721-B | CHAIN MOTOR (UNDER FLY GALLERY) | STAGE G15 |  | SOFFIT | [31 empty] | 1 | MCC-C
151 | MX851A | SPEAKER (ARRAY) CHAIN MOTOR | FORESTAGE GRID |  | CEILING | [31 empty] | 1 | MCC-C
152 | MX851B | SPEAKER (SUBS) CHAIN MOTOR | FORESTAGE GRID |  | CEILING | [31 empty] | 1 | MCC-C
153 | MX852 | SPEAKER CHAIN MOTOR (FUTURE) | FORESTAGE GRID |  | CEILING | [31 empty] | 1 | MCC-C
154 | MX853 | SPEAKER CHAIN MOTOR (FUTURE) | FORESTAGE GRID |  | CEILING | [31 empty] | 1 | MCC-C
155 | MX854 | SPEAKER CHAIN MOTOR (FUTURE) | FORESTAGE GRID |  | CEILING | [31 empty] | 1 | MCC-C
156 | MX855A | SPEAKER (ARRAY) CHAIN MOTOR | FORESTAGE GRID |  | CEILING | [31 empty] | 1 | MCC-C
157 | MX855B | SPEAKER (SUBS) CHAIN MOTOR | FORESTAGE GRID |  | CEILING | [31 empty] | 1 | MCC-C
158 | MX856 | ORCH BAR CHAIN MOTOR | FORESTAGE GRID |  | CEILING | [31 empty] | 1 | MCC-C
159 | MX857 | ORCH BAR CHAIN MOTOR | FORESTAGE GRID |  | CEILING | [31 empty] | 1 | MCC-C
160 | MX901 | MOTOR | STAGE G15 |  | WALL | [31 empty] | 1 | MX601-B
161 | MX902 | MOTOR | STAGE G15 |  | WALL | [31 empty] | 1 | MX602-B
162 | MX903 | MOTOR | STAGE G15 |  | WALL | [31 empty] | 1 | MX603-B
163 | MX904 | MOTOR | STAGE G15 |  | WALL | [31 empty] | 1 | MX604-B
164 | MX905 | MOTOR | STAGE G15 |  | WALL | [31 empty] | 1 | MX605-B
165 | MX906 | MOTOR | STAGE G15 |  | WALL | [31 empty] | 1 | MX606-B
166 | MX907 | MOTOR | STAGE G15 |  | WALL | [31 empty] | 1 | MX607-B
167 | MX908 | MOTOR | STAGE G15 |  | WALL | [31 empty] | 1 | MX608-B
168 | MX909 | MOTOR | STAGE G15 |  | WALL | [31 empty] | 1 | MX609-B
169 | MX910 | MOTOR | STAGE G15 |  | WALL | [31 empty] | 1 | MX610-B
170 | MX911 | MOTOR | STAGE G15 |  | WALL | [31 empty] | 1 | MX611-B
171 | MX912 | MOTOR | STAGE G15 |  | WALL | [31 empty] | 1 | MX612-B
172 | MX913 | MOTOR | STAGE G15 |  | WALL | [31 empty] | 1 | MX613-B
173 | MX914 | MOTOR | STAGE G15 |  | WALL | [31 empty] | 1 | MX614-B
174 | MX915 | MOTOR | STAGE G15 |  | WALL | [31 empty] | 1 | MX615-B
175 | BACK OF HOUSE
176 | BS201 | SCREEN | PRINC. DR. RM. 1 G26 |  | 2000 | [6 empty] | 1 | ER401 | 1 | ER401 | [33 empty] | 1
177 | BS202 | VOL CTRL | PRINC. DR. RM. 1 G26 |  | 1200 | [8 empty] | 1 | ER401 | [13 empty] | 1 | ER401
178 | BS203 | SCREEN | MULTI-PURPOSE RM/GREEG32 |  | 2000 | [6 empty] | 1 | ER401 | 1 | ER401 | [33 empty] | 1
179 | BS204 | VOL CTRL | MULTI-PURPOSE RM/GREEG32 |  | 1200 | [8 empty] | 1 | ER401 | [13 empty] | 1 | ER401
180 | BS205 | SCREEN | DR. RM. G39 |  | 2000 | [6 empty] | 1 | ER401 | 1 | ER401 | [33 empty] | 1
181 | BS206 | VOL CTRL | DR. RM. G39 |  | 1200 | [8 empty] | 1 | ER401 | [13 empty] | 1 | ER401
182 | BS207 | SCREEN | DR. RM. G29 |  | 2000 | [6 empty] | 1 | ER401 | 1 | ER401 | [33 empty] | 1
183 | BS208 | VOL CTRL | DR. RM. G29 |  | 1200 | [8 empty] | 1 | ER401 | [13 empty] | 1 | ER401
184 | BS209 | SCREEN | PRINC. DR. RM. 2 G20 |  | 2000 | [6 empty] | 1 | ER401 | 1 | ER401 | [33 empty] | 1
185 | BS210 | VOL CTRL | PRINC. DR. RM. 2 G20 |  | 1200 | [8 empty] | 1 | ER401 | [13 empty] | 1 | ER401
186 | BS211 | SCREEN | STAGE DOOR G41 |  | 2000 | [6 empty] | 1 | ER401 | 1 | ER401 | [33 empty] | 1
187 | BS212 | VOL CTRL | STAGE DOOR G41 |  | 1200 | [8 empty] | 1 | ER401 | [13 empty] | 1 | ER401
188 | BS213 | SCREEN | LOBBY G44 |  | 2000 | [6 empty] | 1 | ER401 | 1 | ER401 | [33 empty] | 1
189 | BS214 | SCREEN | SCENE DOCK G24 |  | 2500 | [6 empty] | 1 | ER401 | 1 | ER401 | [33 empty] | 1
190 | BS215 | SCREEN | WORKSHOP G35 |  | 2000 | [6 empty] | 1 | ER401 | 1 | ER401 | [33 empty] | 1
191 | BS216 | VOL CTRL | WORKSHOP G35 |  | 1200 | [8 empty] | 1 | ER401 | [13 empty] | 1 | ER401
192 | BS217 | TECH PANEL | WORKSHOP G35 |  | 1200 | 6 | ER401 |  |  |  |  | 2 | ER401 | 1 | ER401 | 2 | 2 | ER401 | 2 | ER401 | 1 | ER491 | [10 empty] | 2 | ER491 | [10 empty] | 1 | DIM601 |  |  | 4 | 3 | 1
193 | BS218 | TECH PANEL | SCENE DOCK G24 |  | 500 | 4 | ER401 |  |  |  |  | 2 | ER401 |  |  | 2 | 2 | ER401 | 2 | ER401 | 1 | ER491 | [10 empty] | 2 | ER491 | [14 empty] | 2 | 2 | 4
194 | BS401 | SCREEN | VENUE MAN. OFFICE 102 |  | 2000 | [6 empty] | 1 | ER401 | 1 | ER401 | [33 empty] | 1
195 | BS402 | TECH PANEL | VENUE MAN. OFFICE 102 |  | 1100 | [8 empty] | 1 | ER401 |  |  |  | 1 | ER401
196 | BS601 | VOL CTRL | GUEST DRESS ROOM 212 |  | 1200 | [8 empty] | 1 | ER401 | [13 empty] | 1 | ER401
197 | CONFERENCE
198 | CN601 | AV CONTROL | CONFERENCE 1 | 206 | 1100 | 1 | ER601 | [6 empty] | 1 | ER601
199 | CN611 | TECH PANEL | CONFERENCE 1 | 206 | 300 | 4 | EN601 |  |  |  |  | 4 | EN601 |  |  | 8 | 8 | EN601 | 2 | EN601 | 1 | EN601 | [10 empty] | 2 | EN601 | [10 empty] | 2 | DIM602 |  |  | 2 | 2
200 | CN612 | TECH PANEL | CONFERENCE 1 | 206 | 0 | 4 | EN601 |  |  |  |  | 4 | EN601 |  |  | 8 | 8 | EN601 | 2 | EN601 | 1 | EN601 | [10 empty] | 2 | EN601 | [10 empty] | 2 | DIM602 |  |  | 2 | 2 | 1
201 | CN651 | AV CONTROL | CONFERENCE 2 | 205 | 1100 | 1 | ER601 | [6 empty] | 1 | ER601
202 | CN661 | TECH PANEL | CONFERENCE 2 | 205 | 0 | 4 | EN601 |  |  |  |  | 4 | EN601 |  |  | 8 | 8 | EN601 | 2 | EN601 | 1 | EN601 | [10 empty] | 2 | EN601 | [10 empty] | 2 | DIM602 |  |  | 2 | 2 | 1
203 | CN662 | TECH PANEL | CONFERENCE 2 | 205 | 0 | 4 | EN601 |  |  |  |  | 4 | EN601 |  |  | 8 | 8 | EN601 | 2 | EN601 | 1 | EN601 | [10 empty] | 2 | EN601 | [10 empty] | 2 | DIM602 |  |  | 2 | 2
204 | CN701 | LIGHTING | CONFERENCE 1 | 206 | PIPE GRID | 1 | ER601 | [25 empty] | 2 | ER601 | [10 empty] | 4 | DIM602
205 | CN702 | LIGHTING | CONFERENCE 1 | 206 | PIPE GRID | 1 | ER601 | [25 empty] | 2 | ER601 | [10 empty] | 4 | DIM602 |  |  | 1
206 | CN703 | LIGHTING | CONFERENCE 1 | 206 | PIPE GRID | 1 | ER601 | [25 empty] | 2 | ER601 | [10 empty] | 4 | DIM602
207 | CN704 | LIGHTING | CONFERENCE 1 | 206 | PIPE GRID | 1 | ER601 | [25 empty] | 2 | ER601 | [10 empty] | 4 | DIM602 |  |  | 1
208 | CN705 | LIGHTING | CONFERENCE 1 | 206 | PIPE GRID | 1 | ER601 | [25 empty] | 2 | ER601 | [10 empty] | 4 | DIM602
209 | CN706 | LIGHTING | CONFERENCE 1 | 206 | PIPE GRID | 1 | ER601 | [25 empty] | 2 | ER601 | [10 empty] | 4 | DIM602 |  |  | 1
210 | CN707 | LIGHTING | CONFERENCE 1 | 206 | PIPE GRID | 1 | ER601 | [25 empty] | 2 | ER601 | [10 empty] | 4 | DIM602
211 | CN708 | LIGHTING | CONFERENCE 1 | 206 | PIPE GRID | 1 | ER601 | [9 empty] | 1 | ER601 | 1 | ER601 | [12 empty] | 2 | ER601 | [10 empty] | 4 | DIM602 |  |  |  | 1
212 | CN711 | SPEAKER POINT | CONFERENCE 1 | 206 | PIPE GRID | 1 | ER601 |  |  |  |  | 1 | ER601 |  |  |  | 1 | ER601 | 1 | ER601 | [29 empty] | 1
213 | CN712 | SPEAKER POINT | CONFERENCE 1 | 206 | PIPE GRID | 1 | ER601 |  |  |  |  | 1 | ER601 |  |  |  | 1 | ER601 | 1 | ER601 | [29 empty] | 1
214 | CN713 | SPEAKER POINT | CONFERENCE 1 | 206 | PIPE GRID | 1 | ER601 |  |  |  |  | 1 | ER601 |  |  |  | 1 | ER601 | 1 | ER601 | [29 empty] | 1
215 | CN714 | SPEAKER POINT | CONFERENCE 1 | 206 | PIPE GRID | 1 | ER601 |  |  |  |  | 1 | ER601 |  |  |  | 1 | ER601 | 1 | ER601 | [29 empty] | 1
216 | CN721A | PROJECTOR | CONFERENCE 1 | 206 | PIPE GRID | 1 | ER601 |  |  |  |  | 1 | ER601 | 1 | ER601 | [34 empty] | 1
217 | CN721B | PROJECTOR | CONFERENCE 1 | 206 | PIPE GRID | 1 | ER601 |  |  |  |  | 1 | ER601 | 1 | ER601 | [34 empty] | 1
218 | CN722 | PROJECTION SCREEN | CONFERENCE 1 | 206 | PIPE GRID | [8 empty] | 1 | ER601 | [33 empty] | 1
219 | CN723 | PROJECTION SCREEN | CONFERENCE 1 | 206 | PIPE GRID | [8 empty] | 1 | ER601 | [33 empty] | 1
220 | CN724 | PROJECTION SCREEN | CONFERENCE 1 | 206 | PIPE GRID | [8 empty] | 1 | ER601 | [33 empty] | 1
221 | CN751 | LIGHTING | CONFERENCE 2 | 205 | PIPE GRID | 1 | ER601 | [25 empty] | 2 | ER601 | [10 empty] | 4 | DIM602
222 | CN752 | LIGHTING | CONFERENCE 2 | 205 | PIPE GRID | 1 | ER601 | [25 empty] | 2 | ER601 | [10 empty] | 4 | DIM602 |  |  | 1
223 | CN753 | LIGHTING | CONFERENCE 2 | 205 | PIPE GRID | 1 | ER601 | [25 empty] | 2 | ER601 | [10 empty] | 4 | DIM602
224 | CN754 | LIGHTING | CONFERENCE 2 | 205 | PIPE GRID | 1 | ER601 | [25 empty] | 2 | ER601 | [10 empty] | 4 | DIM602 |  |  | 1
225 | CN755 | LIGHTING | CONFERENCE 2 | 205 | PIPE GRID | 1 | ER601 | [25 empty] | 2 | ER601 | [10 empty] | 4 | DIM602
226 | CN756 | LIGHTING | CONFERENCE 2 | 205 | PIPE GRID | 1 | ER601 | [25 empty] | 2 | ER601 | [10 empty] | 4 | DIM602 |  |  | 1
227 | CN757 | LIGHTING | CONFERENCE 2 | 205 | PIPE GRID | 1 | ER601 | [25 empty] | 2 | ER601 | [10 empty] | 4 | DIM602
228 | CN758 | LIGHTING | CONFERENCE 2 | 205 | PIPE GRID | 1 | ER601 | [9 empty] | 1 | ER601 | 1 | ER601 | [12 empty] | 2 | ER601 | [10 empty] | 4 | DIM602 |  |  |  | 1
229 | CN761 | SPEAKER POINT | CONFERENCE 2 | 205 | PIPE GRID | 1 | ER601 |  |  |  |  | 1 | ER601 |  |  |  | 1 | ER601 | 1 | ER601 | [29 empty] | 1
230 | CN762 | SPEAKER POINT | CONFERENCE 2 | 205 | PIPE GRID | 1 | ER601 |  |  |  |  | 1 | ER601 |  |  |  | 1 | ER601 | 1 | ER601 | [29 empty] | 1
231 | CN763 | SPEAKER POINT | CONFERENCE 2 | 205 | PIPE GRID | 1 | ER601 |  |  |  |  | 1 | ER601 |  |  |  | 1 | ER601 | 1 | ER601 | [29 empty] | 1
232 | CN764 | SPEAKER POINT | CONFERENCE 2 | 205 | PIPE GRID | 1 | ER601 |  |  |  |  | 1 | ER601 |  |  |  | 1 | ER601 | 1 | ER601 | [29 empty] | 1
233 | CN771A | PROJECTOR | CONFERENCE 2 | 205 | PIPE GRID | 1 | ER601 |  |  |  |  | 1 | ER601 | 1 | ER601 | [34 empty] | 1
234 | CN771B | PROJECTOR | CONFERENCE 2 | 205 | PIPE GRID | 1 | ER601 |  |  |  |  | 1 | ER601 | 1 | ER601 | [34 empty] | 1
235 | CN772 | PROJECTION SCREEN | CONFERENCE 2 | 205 | PIPE GRID | [8 empty] | 1 | ER601 | [33 empty] | 1
236 | CN773 | PROJECTION SCREEN | CONFERENCE 2 | 205 | PIPE GRID | [8 empty] | 1 | ER601 | [33 empty] | 1
237 | CN774 | PROJECTION SCREEN | CONFERENCE 2 | 205 | PIPE GRID | [8 empty] | 1 | ER601 | [33 empty] | 1
238 | DIM602 | DIMMER RACK | FURNITURE STORE | 209 | REF DWG | [15 empty] | 1 | ER601 | [10 empty] | 4 | ER601 | [16 empty] | 7
239 | ER601 | EQPT RACK | FURNITURE STORE | 209 | 0 | 5 5 | ER401 ER211 | 1 | ER401 | [39 empty] | 2x(20A) | 2x(20A)
240 | ER601 | EQPT RACK | FURNITURE STORE | 209 | 0 | 5 5 | ER401 ER211 | 1 | ER401 | [39 empty] | 2x(20A) | 2x(20A)
241 | BREAK OUT
242 | BR701 | LIGHTING | BREAK OUT | 204 | CEILING | 1 | ER601 |  |  |  |  | 1 | ER601 |  |  |  | 2 | ER601 | 1 | ER601 | [12 empty] | 2 | ER601 | [10 empty] | 2 | DIM602 |  |  | 1 | 1
243 | BR702 | LIGHTING | BREAK OUT | 204 | CEILING | 1 | ER601 |  |  |  |  | 1 | ER601 | [5 empty] | 1 | ER601 | [12 empty] | 2 | ER601 | [10 empty] | 2 | DIM602 |  |  | 1 | 1
244 | BR703 | LIGHTING | BREAK OUT | 204 | CEILING | 1 | ER601 |  |  |  |  | 1 | ER601 | [5 empty] | 1 | ER601 | [12 empty] | 2 | ER601 | [10 empty] | 2 | DIM602 |  |  | 1 | 1
245 | BR704 | LIGHTING | BREAK OUT | 204 | CEILING | 1 | ER601 |  |  |  |  | 1 | ER601 |  |  |  | 2 | ER601 | 1 | ER601 | [12 empty] | 2 | ER601 | [10 empty] | 2 | DIM602 |  |  | 1 | 1
246 | REHEARSAL
247 | RH601 | AV CONTROL | REHEARSAL | 203 | 1100 | 1 | EN601 | [6 empty] | 1 | EN601
248 | RH611 | TECH PANEL | REHEARSAL | 203 | 300 | 4 | EN601 |  |  |  |  | 4 | EN601 |  |  | 8 | 8 | EN601 | 2 | EN601 | 1 | EN601 | [10 empty] | 2 | EN601 | [10 empty] | 2 | DIM602 |  |  | 1 | 1
249 | RH612 | TECH PANEL | REHEARSAL | 203 | 300 | 4 | EN601 |  |  |  |  | 4 | EN601 |  |  | 8 | 8 | EN601 | 2 | EN601 | 1 | EN601 | [10 empty] | 2 | EN601 | [10 empty] | 2 | DIM602 |  |  | 1 | 1 | 1
250 | RH613 | TECH PANEL | REHEARSAL | 203 | 0 | 4 | EN601 |  |  |  |  | 4 | EN601 |  |  | 8 | 8 | EN601 | 2 | EN601 | 1 | EN601 | [10 empty] | 2 | EN601 | [10 empty] | 2 | DIM602 |  |  | 1 | 1
251 | RH701 | LIGHITNG | REHEARSAL | 203 | PIPE GRID | 1 | ER601 | [25 empty] | 2 | ER601 | [10 empty] | 4 | DIM602
252 | RH702 | LIGHITNG | REHEARSAL | 203 | PIPE GRID | 1 | ER601 | [25 empty] | 2 | ER601 | [10 empty] | 4 | DIM602 |  |  | 1
253 | RH703 | LIGHITNG | REHEARSAL | 203 | PIPE GRID | 1 | ER601 | [25 empty] | 2 | ER601 | [10 empty] | 4 | DIM602
254 | RH704 | LIGHITNG | REHEARSAL | 203 | PIPE GRID | 1 | ER601 | [25 empty] | 2 | ER601 | [10 empty] | 4 | DIM602 |  |  | 1
255 | RH705 | LIGHITNG | REHEARSAL | 203 | PIPE GRID | 1 | ER601 | [25 empty] | 2 | ER601 | [10 empty] | 4 | DIM602
256 | RH706 | LIGHITNG | REHEARSAL | 203 | PIPE GRID | 1 | ER601 | [25 empty] | 2 | ER601 | [10 empty] | 4 | DIM602 |  |  | 1
257 | RH707 | LIGHITNG | REHEARSAL | 203 | PIPE GRID | 1 | ER601 | [25 empty] | 2 | ER601 | [10 empty] | 4 | DIM602
258 | RH708 | LIGHITNG | REHEARSAL | 203 | PIPE GRID | 1 | ER601 | [9 empty] | 1 | ER601 | 1 | ER601 | [12 empty] | 2 | ER601 | [10 empty] | 4 | DIM602 |  |  |  | 1
259 | RH711 | SPEAKER POINT | REHEARSAL | 203 | PIPE GRID | 1 | ER601 |  |  |  |  | 1 | ER601 |  |  |  | 1 | ER601 | 1 | ER601 | [29 empty] | 1
260 | RH712 | SPEAKER POINT | REHEARSAL | 203 | PIPE GRID | 1 | ER601 |  |  |  |  | 1 | ER601 |  |  |  | 1 | ER601 | 1 | ER601 | [29 empty] | 1
261 | RH713 | SPEAKER POINT | REHEARSAL | 203 | PIPE GRID | 1 | ER601 |  |  |  |  | 1 | ER601 |  |  |  | 1 | ER601 | 1 | ER601 | [29 empty] | 1
262 | RH714 | SPEAKER POINT | REHEARSAL | 203 | PIPE GRID | 1 | ER601 |  |  |  |  | 1 | ER601 |  |  |  | 1 | ER601 | 1 | ER601 | [29 empty] | 1
263 | RH731A | PROJECTOR | REHEARSAL | 203 | PIPE GRID | 1 | ER601 |  |  |  |  | 1 | ER601 | 1 | ER601 | [34 empty] | 1
264 | RH731B | PROJECTOR | REHEARSAL | 203 | PIPE GRID | 1 | ER601 |  |  |  |  | 1 | ER601 | 1 | ER601 | [34 empty] | 1
265 | RH732 | PROJECTION SCREEN | REHEARSAL | 203 | PIPE GRID | [8 empty] | 1 | ER601 | [33 empty] | 1
266 | RH733 | PROJECTION SCREEN | REHEARSAL | 203 | PIPE GRID | [8 empty] | 1 | ER601 | [33 empty] | 1
267 | RH734 | PROJECTION SCREEN | REHEARSAL | 203 | PIPE GRID | [8 empty] | 1 | ER601 | [33 empty] | 1
268 | FRONT OF HOUSE
269 | ER211 | EQUIP RACK | CLOAK ROOM | G07 | 0 | 5 | ER401 | 1 | ER401 | [39 empty] | 2x(20A) | 2x(20A)
270 | ER211 | EQUIP RACK | CLOAK ROOM | G07 | 0 | 5 | ER401 | 1 | ER401 | [39 empty] | 2x(20A) | 2x(20A)
271 | FY201 | TECH PANEL | FUNCTION/FOYER | G01 | 0 | 2 | ER401 |  |  |  |  | 2 | ER211 | 1 | ER211 | 2 | 2 | ER211 | 1 | ER211 | [28 empty] | 1 | 1
272 | FY202 | TECH PANEL | FUNCTION/FOYER | G01 | 300 | 2 | ER401 |  |  |  |  | 2 | ER211 | 1 | ER211 | 2 | 2 | ER211 | 1 | ER211 | [28 empty] | 1 | 1
273 | FY211 | TECH PANEL | FUNCTION/FOYER | G01 | 0 | 2 | ER401 |  |  |  |  | 2 | ER211 | 1 | ER211 | 2 | 4 | ER211 | 2 | ER211 | [28 empty] | 1 | 1 | 1
274 | FY212 | NOT USED
275 | FY213 | TECH PANEL | FUNCTION/FOYER | G01 | 0 | 2 | ER211 |  |  |  |  | 2 | ER211 | 1 | ER211 | 2 | 4 | ER211 | 2 | ER211 | [28 empty] | 1 | 1 | 1
276 | FY214 | TECH PANEL | FUNCTION/FOYER | G01 | 0 | 2 | ER211 |  |  |  |  | 2 | ER211 | 1 | ER211 | 2 | 4 | ER211 | 2 | ER211 | [28 empty] | 1 | 1
277 | FY221 | SCREEN | FUNCTION/FOYER | G01 | 2200 | 1 | ER211 |  |  |  |  | 2 | ER211 | [35 empty] | 1
278 | FY222 | SCREEN | FUNCTION/FOYER | G01 | 2200 | 1 | ER211 |  |  |  |  | 2 | ER211 | [35 empty] | 1
279 | FY223 | NOT USED
280 | FY224 | NOT USED
281 | FY225 | NOT USED
282 | FY226 | SCREEN | FUNCTION/FOYER | G01 | 2200 | 1 | ER401 |  |  |  |  | 2 | ER211 | [35 empty] | 1
283 | FY227 | SCREEN | FUNCTION/FOYER | G01 | 2200 | 1 | ER211 |  |  |  |  | 2 | ER211 | [35 empty] | 1
284 | FY228 | SCREEN | FUNCTION/FOYER | G01 | 2200 | 1 | ER211 |  |  |  |  | 2 | ER211 | [35 empty] | 1
285 | FY229 | SCREEN | FUNCTION/FOYER | G01 | 2200 | 1 | ER211 |  |  |  |  | 2 | ER211 | [35 empty] | 1
286 | FY231 | HOUSE MANAGERS PANEL | FUNCTION/FOYER | G01 | 1100 | 1 | ER211 | [6 empty] | 1 | ER211 |  |  |  | 1 | ER211 |  |  |  |  | 1 | ER211 | [22 empty] | 1
287 | FY232 | NOT USED
288 | FY301 | TECH PANEL | FUNCTION/FOYER | G01 | CEILING | 4 | ER211 | [41 empty] | 2
289 | FY302 | TECH PANEL | FUNCTION/FOYER | G01 | CEILING | 4 | ER211 | [41 empty] | 2
290 | FY303 | TECH PANEL | FUNCTION/FOYER | G01 | CEILING | 4 | ER211 | [41 empty] | 2
291 | FY304 | TECH PANEL | FUNCTION/FOYER | G01 | CEILING | 4 | ER211 | [41 empty] | 2
292 | FY305 | TECH PANEL | FUNCTION/FOYER | G01 | CEILING | 4 | ER211 | [41 empty] | 2
293 | FY306 | TECH PANEL | FUNCTION/FOYER | G01 | CEILING | 4 | ER211 | [41 empty] | 2
294 | FY307 | TECH PANEL | FUNCTION/FOYER | G01 | CEILING | 4 | ER211 | [41 empty] | 2
295 | FY308 | TECH PANEL | FUNCTION/FOYER | G01 | CEILING | 4 | ER211 | [41 empty] | 2
296 | FY309 | TECH PANEL | FUNCTION/FOYER | G01 | CEILING | 4 | ER211 | [41 empty] | 2
297 | FY310 | TECH PANEL | FUNCTION/FOYER | G01 | CEILING | 4 | ER211 | [41 empty] | 2
298 | FY311 | TECH PANEL | FUNCTION/FOYER | G01 | CEILING | 4 | ER211 | [41 empty] | 2
299 | FY312 | TECH PANEL | FUNCTION/FOYER | G01 | CEILING | 4 | ER211 | [41 empty] | 2
300 | FY313 | TECH PANEL | FUNCTION/FOYER | G01 | CEILING | 4 | ER211 | [41 empty] | 2
301 | FY314 | TECH PANEL | FUNCTION/FOYER | G01 | CEILING | 4 | ER211 | [41 empty] | 2
302 | FY401 | TECH PANEL | FOYER | 113 | 0 | 2 | ER401 |  |  |  |  | 2 | ER211 | 1 | ER211 | 2 | 2 | ER211 | 2 | ER211 | [28 empty] | 1 | 1
303 | FY402 | TECH PANEL | FOYER | 113 | 300 | 2 | ER211 |  |  |  |  | 2 | ER211 | 1 | ER211 | 2 | 2 | ER211 | 2 | ER211 | [28 empty] | 1 | 1
304 | FY403 | TECH PANEL | FOYER | 113 | 0 | 2 | ER211 |  |  |  |  | 2 | ER211 | 1 | ER211 | 2 | 2 | ER211 | 2 | ER211 | [28 empty] | 1 | 1
305 | FY421 | SCREEN | FOYER | 113 | 2200 | 1 | ER401 |  |  |  |  | 2 | ER211 | [35 empty] | 1
306 | FY422 | SCREEN | FOYER | 113 | 2200 | 1 | ER401 |  |  |  |  | 2 | ER211 | [35 empty] | 1
307 | FY423 | SCREEN | FOYER | 113 | CEILING | 1 | ER211 |  |  |  |  | 2 | ER211 | [35 empty] | 1
308 | FY424 | SCREEN | FOYER | 113 | CEILING | 1 | ER211 |  |  |  |  | 2 | ER211 | [35 empty] | 1
309 | FY601 | TECH PANEL | FOYER | 207 | 300 | 2 | ER601 |  |  |  |  | 2 | ER601 | 1 | ER601 | 2 | 2 | ER601 | 2 | ER601 | [28 empty] | 1 | 1
310 | FY602 | TECH PANEL | FOYER | 207 | 300 | 2 | ER601 |  |  |  |  | 2 | ER601 | 1 | ER601 | 2 | 2 | ER601 | 2 | ER601 | [28 empty] | 1 | 1
311 | FY621 | SCREEN | FOYER | 207 | 2200 | 1 | ER401 |  |  |  |  | 2 | ER601 | [35 empty] | 1
312 | FY622 | SCREEN | FOYER | 207 | 2200 | 1 | ER401 |  |  |  |  | 2 | ER601 | [35 empty] | 1
313 | FY623 | SCREEN | FOYER | 207 | 2200 | 1 | ER601 |  |  |  |  | 2 | ER601 | [35 empty] | 1
314 | FY624 | SCREEN | FOYER | 207 | 2200 | 1 | ER601 |  |  |  |  | 2 | ER601 | [35 empty] | 1
315 | FY731 | EVENT PANEL | FOYER | 207 | CEILING | 4 | ER601 | [41 empty] | 2
316 | FY732 | EVENT PANEL | FOYER | 207 | CEILING | 4 | ER601 | [41 empty] | 2
317 | FY733 | EVENT PANEL | FOYER | 207 | CEILING | 4 | ER601 | [41 empty] | 2
318 | FY734 | EVENT PANEL | FOYER | 207 | CEILING | 4 | ER601 | [41 empty] | 2
319 | © COPYRIGHT THE DESIGN SHOWN ON THIS DOCUMENT REMAINS THE PROPERTY OF MARSHALL DAY ENTERTECH AND MUST NOT BE REPRODUCED WITHOUT THE OWNER’S PERMISSION |  | STAGE |  |  |  |  | REV |  |  |  | DESCRIPTION |  |  |  |  | DATE |  | DRN |  | CHK |  | NOTES: | [21 empty] | BUSSELTON PERFORMING ARTS AND CONVENTION CENTRE CABLE SCHEDULE SHEET 5 of 5 20200320 - 1010
320 |  |  | FOR TENDER |  |  |  |  | 0/01/1900 |  |  |  | FOR TENDER |  |  |  |  | 2021-11-03 |  | KK |  | RJ |  | 1. FOR KEY AND DEFINITIONS REFER TO TITLE PAGE 2. CABLE SCHEDULE IS INTENDED TO BE READ IN CONJUNCTION WITH THE MDE THEATRE DESIGN DRAWING PACKAGE. 3. TECHNICAL PANEL LOCATIONS REFERENCE DRAWINGS: 2### SERIES | [6 empty] | 4. NETWORK AND CONNECTIVITY REFERENCE DRAWINGS: 3### SERIES and 4### SERIES 5. STAGE LIGHTING OUTLETS ARE TO BE EVENLY DISTRIBUTED ALONG LIGHTING BARS AND IN KICK RAILS OF FOH LIGHTING BRIDGES | [7 empty] | 6. CO-LOCATED POWER OUTLETS MUST BE PROVIDED WITH CAPACITY FOR THE FULL CURRENT INDICATED PER DOUBLE OUTLET - WITH NO LOCALE DIVERSITY. FOR EXMPLE 4 X 10A OUTLETS WILL REQUIRE 40a SINGLE PHASE CONCURRENTLY. 7. VIA MULTICORE LINK-LK TAILS
321
322
323
324
325
326
327
328
329
330
331
332
333
334
335 |  | NOTES:
336 |  | 1. FOR KEY AND DEFINITIONS REFER TO TITLE PAGE 4. NETWORK AND CONNECTIVITY REFERENCE DRAWINGS: 3### 6. CO-LOCATED POWER OUTLETS MUST BE PROVIDED WITH
337 |  | 2. CABLE SCHEDULE IS INTENDED TO BE READ IN SERIES and 4### SERIES CAPACITY FOR THE FULL CURRENT INDICATED PER DOUBLE CONJUNCTION WITH THE MDE THEATRE DESIGN 5. STAGE LIGHTING OUTLETS ARE TO BE EVENLY DISTRIBUTED OUTLET - WITH NO LOCALE DIVERSITY. FOR EXMPLE 4 X 10A DRAWING PACKAGE. ALONG LIGHTING BARS AND IN KICK RAILS OF FOH LIGHTING OUTLETS WILL REQUIRE 40a SINGLE PHASE CONCURRENTLY.
338 |  | 3. TECHNICAL PANEL LOCATIONS REFERENCE DRAWINGS: BRIDGES 7. VIA MULTICORE LINK-LK TAILS 2### SERIES
339
340
341
342
343
344
345
346
347
348
349
350
351
352
353
354
355
356
357
358
359
360
361
362
363
364
365
366
367
368
369
370
371
372
373
374
375
376
377
378
379
380
381
382
383
384
385
386
387
388
389
390
391
392
393
394
395
396
397
398
399
400
401
402
403
404
405
406
407
408
409
410
411
412
413
414
415
416

## Audio cable type cost
1 | [5 empty] | DEMARCATION
2 | [5 empty] | SYSTEM | AUDIO DIGITAL / ANALOGUE (M) SEND, (F) RETURN |  | TALKBACK
3 | [5 empty] | CABLE TYPE | Belden 1801B/ 1802B/ 1803F /7880A |  | Belden 1802B
4 |  | PANEL ID | DESCRIPTION | LOCATION | ROOM | AFFL (MM) | (M) Send Quantity | (F) Return Quantity | Quantity of outlets
14 | 40 | CR491 | LIGHTING CONTROL | CONTROL ROOM |  | 500 |  |  | 1 | 40 | 0 | 0 | 1 | 40
17 | 40 | DIM601 | DIMMER RACK | TECH | 220 | 500 |  |  | 1 | 40 | 0 | 0 | 1 | 40
42 | 60 | FS651 | FOLLOW SPOT | LEVEL 2 BALCONY |  | 150 |  |  | 1 | 60 | 0 | 0 | 1 | 60
43 | 60 | FS652 | FOLLOW SPOT | LEVEL 2 BALCONY |  | 150 |  |  | 1 | 60 | 0 | 0 | 1 | 60
175 |  | BACK OF HOUSE | [7 empty] | 0 | 0 | 0 | 0 | 0
197 |  | CONFERENCE | [7 empty] | 0 | 0 | 0 | 0 | 0
211 | 50 | CN708 | LIGHTING | CONFERENCE 1 | 206 | PIPE GRID |  | 1 |  | 50 | 0 | 1 | 0 | 50
212 | 50 | CN711 | SPEAKER POINT | CONFERENCE 1 | 206 | PIPE GRID |  | 1 |  | 50 | 0 | 1 | 0 | 50
213 | 50 | CN712 | SPEAKER POINT | CONFERENCE 1 | 206 | PIPE GRID |  | 1 |  | 50 | 0 | 1 | 0 | 50
214 | 50 | CN713 | SPEAKER POINT | CONFERENCE 1 | 206 | PIPE GRID |  | 1 |  | 50 | 0 | 1 | 0 | 50
215 | 50 | CN714 | SPEAKER POINT | CONFERENCE 1 | 206 | PIPE GRID |  | 1 |  | 50 | 0 | 1 | 0 | 50
228 | 50 | CN758 | LIGHTING | CONFERENCE 2 | 205 | PIPE GRID |  | 1 |  | 50 | 0 | 1 | 0 | 50
229 | 50 | CN761 | SPEAKER POINT | CONFERENCE 2 | 205 | PIPE GRID |  | 1 |  | 50 | 0 | 1 | 0 | 50
230 | 50 | CN762 | SPEAKER POINT | CONFERENCE 2 | 205 | PIPE GRID |  | 1 |  | 50 | 0 | 1 | 0 | 50
231 | 50 | CN763 | SPEAKER POINT | CONFERENCE 2 | 205 | PIPE GRID |  | 1 |  | 50 | 0 | 1 | 0 | 50
232 | 50 | CN764 | SPEAKER POINT | CONFERENCE 2 | 205 | PIPE GRID |  | 1 |  | 50 | 0 | 1 | 0 | 50
238 | 50 | DIM602 | DIMMER RACK | FURNITURE STORE | 209 | REF DWG |  |  | 1 | 50 | 0 | 0 | 1 | 50
241 | 50 | BREAK OUT | [7 empty] | 50 | 0 | 0 | 0 | 0
242 | 50 | BR701 | LIGHTING | BREAK OUT | 204 | CEILING |  | 2 |  | 50 | 0 | 2 | 0 | 100
245 | 50 | BR704 | LIGHTING | BREAK OUT | 204 | CEILING |  | 2 |  | 50 | 0 | 2 | 0 | 100
246 | 50 | REHEARSAL | [7 empty] | 50 | 0 | 0 | 0 | 0
258 | 50 | RH708 | LIGHITNG | REHEARSAL | 203 | PIPE GRID |  | 1 |  | 50 | 0 | 1 | 0 | 50
259 | 50 | RH711 | SPEAKER POINT | REHEARSAL | 203 | PIPE GRID |  | 1 |  | 50 | 0 | 1 | 0 | 50
260 | 50 | RH712 | SPEAKER POINT | REHEARSAL | 203 | PIPE GRID |  | 1 |  | 50 | 0 | 1 | 0 | 50
261 | 50 | RH713 | SPEAKER POINT | REHEARSAL | 203 | PIPE GRID |  | 1 |  | 50 | 0 | 1 | 0 | 50
262 | 50 | RH714 | SPEAKER POINT | REHEARSAL | 203 | PIPE GRID |  | 1 |  | 50 | 0 | 1 | 0 | 50
268 |  | FRONT OF HOUSE | [7 empty] | 0 | 0 | 0 | 0 | 0
83 | 50 | TP001 | TECH PANEL | SUB STAGE | B01 | 300 | 1 | 1 |  | 50 | 1 | 1 | 0 | 100
84 | 50 | TP002 | TECH PANEL | SUB STAGE | B01 | 300 | 1 | 1 | 1 | 50 | 1 | 1 | 1 | 150
85 | 50 | TP003 | TECH PANEL | SUB STAGE | B01 | 300 | 1 | 1 |  | 50 | 1 | 1 | 0 | 100
86 | 50 | TP201 | TECH PANEL (SM Panel) | STAGE | G15 | 300 | 1 | 1 | 1 | 50 | 1 | 1 | 1 | 150
87 | 50 | TP201A | TECH PANEL (SM Panel) | PERF LOCK | G23 | 300 | 1 | 1 | 1 | 50 | 1 | 1 | 1 | 150
88 | 50 | TP202 | TECH PANEL (SM Panel) | STAGE | G15 | 300 | 1 | 1 | 1 | 50 | 1 | 1 | 1 | 150
102 | 50 | TP851 | TECH PANEL | CABLE NET |  | 300 | 1 | 1 | 1 | 50 | 1 | 1 | 1 | 150
103 | 50 | TP852 | TECH PANEL | CABLE NET |  | 300 | 1 | 1 | 1 | 50 | 1 | 1 | 1 | 150
104 | 50 | TP853 | TECH PANEL | CABLE NET |  | 300 | 1 | 1 | 1 | 50 | 1 | 1 | 1 | 150
105 | 50 | TP854 | TECH PANEL | CABLE NET |  | 300 | 1 | 1 | 1 | 50 | 1 | 1 | 1 | 150
16 | 40 | CR493 | AV CONTROL | CONTROL ROOM |  | 500 | 2 | 2 | 1 | 40 | 2 | 2 | 1 | 200
25 | 40 | FB201 | FLOORBOXES | STAGE | G15 | 0 | 2 | 4 |  | 40 | 2 | 4 | 0 | 240
26 | 40 | FB202 | FLOORBOXES | STAGE | G15 | 0 | 2 | 4 |  | 40 | 2 | 4 | 0 | 240
27 | 40 | FB203 | FLOORBOXES | STAGE | G15 | 0 | 2 | 4 |  | 40 | 2 | 4 | 0 | 240
28 | 40 | FB204 | FLOORBOXES | STAGE | G15 | 0 | 2 | 4 |  | 40 | 2 | 4 | 0 | 240
29 | 40 | FB205 | FLOORBOXES | STAGE | G15 | 0 | 2 | 4 |  | 40 | 2 | 4 | 0 | 240
30 | 40 | FB206 | FLOORBOXES | STAGE | G15 | 0 | 2 | 4 |  | 40 | 2 | 4 | 0 | 240
31 | 40 | FB207 | FLOORBOXES | STAGE | G15 | 0 | 2 | 4 |  | 40 | 2 | 4 | 0 | 240
32 | 40 | FB208 | FLOORBOXES | STAGE | G15 | 0 | 2 | 4 |  | 40 | 2 | 4 | 0 | 240
33 | 40 | FB251 | FLOORBOXES | AUDITORIUM | G16 | 0 | 2 | 4 |  | 40 | 2 | 4 | 0 | 240
34 | 40 | FB252 | FLOORBOXES | AUDITORIUM | G16 | 0 | 2 | 4 |  | 40 | 2 | 4 | 0 | 240
35 | 40 | FB253 | FLOORBOXES | AUDITORIUM | G16 | 0 | 2 | 4 |  | 40 | 2 | 4 | 0 | 240
36 | 40 | FB254 | FLOORBOXES | AUDITORIUM | G16 | 0 | 2 | 4 |  | 40 | 2 | 4 | 0 | 240
37 | 40 | FB255 | FLOORBOXES | AUDITORIUM | G16 | 0 | 2 | 4 |  | 40 | 2 | 4 | 0 | 240
38 | 40 | FB256 | FLOORBOXES | AUDITORIUM | G16 | 0 | 2 | 4 |  | 40 | 2 | 4 | 0 | 240
39 | 40 | FB257 | FLOORBOXES | AUDITORIUM | G16 | 0 | 2 | 4 |  | 40 | 2 | 4 | 0 | 240
40 | 40 | FB258 | FLOORBOXES | AUDITORIUM | G16 | 0 | 2 | 4 |  | 40 | 2 | 4 | 0 | 240
41 | 40 | FB259 | FLOORBOXES | AUDITORIUM | G16 | 0 | 2 | 4 |  | 40 | 2 | 4 | 0 | 240
74 | 70 | SX451 | SPEAKER | LEVEL 1 BALCONY |  | ON BAR | 2 |  |  | 70 | 2 | 0 | 0 | 140
75 | 70 | SX452 | SPEAKER | LEVEL 1 BALCONY |  | ON BAR | 2 |  |  | 70 | 2 | 0 | 0 | 140
89 | 50 | TP203 | TECH PANEL | STAGE | G15 | 300 | 2 | 2 | 1 | 50 | 2 | 2 | 1 | 250
90 | 50 | TP204 | TECH PANEL | STAGE | G15 | 300 | 2 | 2 | 1 | 50 | 2 | 2 | 1 | 250
92 | 50 | TP251 | TECH PANEL | FORESTAGE | B02 | 300 | 2 | 8 | 2 | 50 | 2 | 8 | 2 | 600
93 | 50 | TP252 | TECH PANEL | FORESTAGE | B02 | 300 | 2 | 8 | 2 | 50 | 2 | 8 | 2 | 600
94 | 50 | TP601 | TECH PANEL | TECH (GALLERY) | 218 | 300 | 2 | 2 | 1 | 50 | 2 | 2 | 1 | 250
95 | 50 | TP602 | TECH PANEL | TECH (GALLERY) | 219 | 300 | 2 | 2 | 1 | 50 | 2 | 2 | 1 | 250
96 | 50 | TP603 | TECH PANEL | TECH (GALLERY) | 218 | 300 | 2 | 2 | 1 | 50 | 2 | 2 | 1 | 250
97 | 50 | TP604 | TECH PANEL | TECH (GALLERY) | 219 | 300 | 2 | 2 | 1 | 50 | 2 | 2 | 1 | 250
192 | 50 | BS217 | TECH PANEL | WORKSHOP G35 |  | 1200 | 2 | 2 | 1 | 50 | 2 | 2 | 1 | 250
193 | 50 | BS218 | TECH PANEL | SCENE DOCK G24 |  | 500 | 2 | 2 | 1 | 50 | 2 | 2 | 1 | 250
271 | 15 | FY201 | TECH PANEL | FUNCTION/FOYER | G01 | 0 | 2 | 2 |  | 15 | 2 | 2 | 0 | 60
272 | 15 | FY202 | TECH PANEL | FUNCTION/FOYER | G01 | 300 | 2 | 2 |  | 15 | 2 | 2 | 0 | 60
273 | 15 | FY211 | TECH PANEL | FUNCTION/FOYER | G01 | 0 | 2 | 4 |  | 15 | 2 | 4 | 0 | 90
275 | 15 | FY213 | TECH PANEL | FUNCTION/FOYER | G01 | 0 | 2 | 4 |  | 15 | 2 | 4 | 0 | 90
276 | 15 | FY214 | TECH PANEL | FUNCTION/FOYER | G01 | 0 | 2 | 4 |  | 15 | 2 | 4 | 0 | 90
302 | 60 | FY401 | TECH PANEL | FOYER | 113 | 0 | 2 | 2 |  | 60 | 2 | 2 | 0 | 240
303 | 60 | FY402 | TECH PANEL | FOYER | 113 | 300 | 2 | 2 |  | 60 | 2 | 2 | 0 | 240
304 | 60 | FY403 | TECH PANEL | FOYER | 113 | 0 | 2 | 2 |  | 60 | 2 | 2 | 0 | 240
309 | 60 | FY601 | TECH PANEL | FOYER | 207 | 300 | 2 | 2 |  | 60 | 2 | 2 | 0 | 240
310 | 60 | FY602 | TECH PANEL | FOYER | 207 | 300 | 2 | 2 |  | 60 | 2 | 2 | 0 | 240
60 | 60 | LX801 | LX BAR | STAGE | G15 | CEILING | 3 | 3 |  | 60 | 3 | 3 | 0 | 360
61 | 60 | LX802 | LX BAR | STAGE | G15 | CEILING | 3 | 3 |  | 60 | 3 | 3 | 0 | 360
62 | 60 | LX803 | LX BAR | STAGE | G15 | CEILING | 3 | 3 |  | 60 | 3 | 3 | 0 | 360
63 | 60 | LX804 | LX BAR | STAGE | G15 | CEILING | 3 | 3 |  | 60 | 3 | 3 | 0 | 360
64 | 60 | LX851 | LX BAR (ORCH) | AUDITORIUM | G16 | CEILING | 3 | 3 |  | 60 | 3 | 3 | 0 | 360
65 | 60 | LX861 | LX BAR | CABLE NET |  | ON CABLENET PICKUPS | 3 | 3 |  | 60 | 3 | 3 | 0 | 360
66 | 60 | LX862 | LX BAR | CABLE NET |  | ON CABLENET PICKUPS | 3 | 3 |  | 60 | 3 | 3 | 0 | 360
67 | 60 | LX863 | LX BAR | CABLE NET |  | ON CABLENET PICKUPS | 3 | 3 |  | 60 | 3 | 3 | 0 | 360
76 | 70 | SX851A | SPEAKER (ARRAY) | AUDITORIUM | G16 | CEILING | 4 |  |  | 70 | 4 | 0 | 0 | 280
77 | 70 | SX851B | SPEAKER (SUBS) | AUDITORIUM | G16 | CEILING | 4 |  |  | 70 | 4 | 0 | 0 | 280
78 | 70 | SX852 | SPEAKER | AUDITORIUM | G16 | CEILING | 4 |  |  | 70 | 4 | 0 | 0 | 280
79 | 70 | SX853 | SPEAKER | AUDITORIUM | G16 | CEILING | 4 |  |  | 70 | 4 | 0 | 0 | 280
80 | 70 | SX854 | SPEAKER | AUDITORIUM | G16 | CEILING | 4 |  |  | 70 | 4 | 0 | 0 | 280
81 | 70 | SX855A | SPEAKER (ARRAY) | AUDITORIUM | G16 | CEILING | 4 |  |  | 70 | 4 | 0 | 0 | 280
82 | 70 | SX855B | SPEAKER (SUBS) | AUDITORIUM | G16 | CEILING | 4 |  |  | 70 | 4 | 0 | 0 | 280
199 | 50 | CN611 | TECH PANEL | CONFERENCE 1 | 206 | 300 | 8 | 8 | 1 | 50 | 8 | 8 | 1 | 850
200 | 50 | CN612 | TECH PANEL | CONFERENCE 1 | 206 | 0 | 8 | 8 | 1 | 50 | 8 | 8 | 1 | 850
202 | 50 | CN661 | TECH PANEL | CONFERENCE 2 | 205 | 0 | 8 | 8 | 1 | 50 | 8 | 8 | 1 | 850
203 | 50 | CN662 | TECH PANEL | CONFERENCE 2 | 205 | 0 | 8 | 8 | 1 | 50 | 8 | 8 | 1 | 850
248 | 50 | RH611 | TECH PANEL | REHEARSAL | 203 | 300 | 8 | 8 | 1 | 50 | 8 | 8 | 1 | 850
249 | 50 | RH612 | TECH PANEL | REHEARSAL | 203 | 300 | 8 | 8 | 1 | 50 | 8 | 8 | 1 | 850
250 | 50 | RH613 | TECH PANEL | REHEARSAL | 203 | 0 | 8 | 8 | 1 | 50 | 8 | 8 | 1 | 850
12 | 40 | CR251 | CONTROL FLOORBOX | AUDITORIUM | G16 | 0 | 16 | 8 | 3 | 40 | 16 | 8 | 3 | 1080
13 | 40 | CR451 | AUDITORIUM CONTROL | AUDITORIUM | G16 | IN RISER | 16 | 8 | 3 | 40 | 16 | 8 | 3 | 1080
15 | 40 | CR492 | AUDIO CONTROL | CONTROL ROOM |  | 500 | 16 | 8 | 2 | 40 | 16 | 8 | 2 | 1040
648 | confrence and auditorium.
649 | Total | Price / m | Description | Length | 12% | Cable on rolls
650 | 3579 | 11.93 | ROADWORX RW221624 ANALOG AUDIO SNAKE 16 PAIR 24AWG GREY 300M REELS | 120 | 134.4 | 300
651 | 6630 | 6.63 | ROADWORX RW220824 ANALOG AUDIO SNAKE 8 PAIR 24AWG GREY 300M REELS | 870 | 974.4 | 1000
652 | 5205 | 3.47 | ROADWORX RW220424 ANALOG AUDIO SNAKE 4 PAIR 24AWG GREY 500M REELS | 1215 | 1360.8 | 1500
| 3240 | 2.7 | 3 way cable required use 1+2way | 1040 | 1164.8 | 1200 | Cost difference
653 | 4164 | 3.47 | 3 way cable required use 4 way | 1040 | 1164.8 | 1200 | 924
654 | 6402 | 1.94 | ROADWORX RW220224 ANALOG AUDIO SNAKE 2 PAIR 24AWG GREY 500M REELS | 2707 | 3031.84 | 3300
655 | 2736 | 0.76 | ROADWORX RW210122 ANALOG AUDIO 1 PAIR 22AWG GREY 500M REELS | 3200 | 3584 | 3600
656 | 28716 |  | Total

## Tech Panels & connector price
|  |  |  | DEMARCATION | Supply, Rough-in and Termination: Technical Equipment Contractor | [33 empty] | Supply, Rough-in, Termination: Rigging Infrastructure Contractor | [5 empty] | Supply, Rough-in and Termination: Electrical Contractor
|  |  |  | SYSTEM | TD (TECHNICAL DATA) |  | MULTIMODE FIBER |  | VTL (VIDEO TIE LINE) CV/RF/SDI/HDSDI |  | DIGITAL MEDIA |  | AV CONTROL DATA |  | AUDIO DIGITAL / ANALOGUE (M) SEND, (F) RETURN |  |  |  | ETHERNET AUDIO (Dante) |  | TALKBACK |  | PERFORMANCE RELAY INPUT |  | PAGING STATION |  | PAGING VOLUME CONTROL |  | PAGING SPEAKER |  | PERFORMANCE LOUDSPEAKER |  | STAGE LIGHTING CONTROL (DMX) |  | BLUE / WORK LIGHT CONTROL |  | HOIST CONTROL |  | HOUSE CURTAIN CONTROL |  | PENDENT CONTROL (WITH ESTOP) |  | ESTOP - LOCATIONS TO BE FINALIZED AT RISK ASSESSMENT |  | STAGE LIGHTING OUTLETS SINGLE 10A |  | BLUE/WORK LIGHT OUTLETS (B) BLUW + (W) WHITE |  | 10A 'DIRTY' GPO DOUBLE OUTLET (NOTE 6) | 10A AUDIO POWER DOUBLE OUTLET (NOTE 6) | 3 PHASE OUTLET
|  |  |  | CABLE TYPE | Cat 6A S/FTP R&M R305649 |  | 0M3 - 4pair LC |  | 3G-SDI-HD, RG59 < 60m, RG6 > 60m |  | Cat 6A S/FTP R&M R305649 |  | Cat 6A S/FTP R&M R305649 |  | Belden 1801B/ 1802B/ 1803F /7880A |  |  |  | Cat 6A S/FTP R&M R305649 |  | Belden 1802B |  | Belden 1802B |  | Cat 6A U/FTP R&M R308247 |  | Cat 6A U/FTP R&M R308247 |  | 18 AWG 0.75mm2 figure 8 |  | 11AWG 4mm2 figure 8 with overall sheath |  | Cat 6A U/FTP R&M R308247 |  | Cat 6A S/FTP R&M R305649 |  | System Dependant |  | System Dependant |  | System Dependant |  | System Dependant |  | Black faceplate - Autoswitched |  | Blue/ White Faceplates |  |  | Green Faceplate | 40A
PANEL ID | DESCRIPTION | LOCATION | ROOM | AFFL (MM) | Quantity of outlets |  | Quantity of Outlets |  | Quantity of outlets |  | Quantity of outlets |  | Quantity of outlets | To/from | (M) Send Quantity |  | (F) Return Quantity | To/from | Quantity of Outlets | To/from | Quantity of outlets | To/From | Quantity of outlets | To/from | Quantity of Outlets | To/from | Quantity of outlets | To/from | Quantity of outlets | To/from | Quantity of outlets | To/from | Quantity of outlets | To/from | Quantity of outlets | To/From | Quantity of outlets | To/from | Quantity of outlets | To/from | Quantity of outlets | To/from | Quantity of outlets | To/from | Quantity of outlets | To/From | Quantity of outlets | Zone | Quantity of outlets | Quantity of outlets | Quantity of outlets
THEATRE
AV201 | NOT USED
AV202 | AVCONTROL PANEL | STAGE | G15 | 1100 | 1 |  | 2 | [5 empty] | 1 | [10 empty] | 0 |  |  |  | 0 | [13 empty] | 0 | [5 empty] | 0 |  |  |  | 4 | S2K | 1 | S2K
AV451 | PROJECTOR | AUDITORIUM | G16 | SOFFIT | 1 | [5 empty] | 2 |  | 1 | [10 empty] | 0 |  |  |  | 0 | [13 empty] | 0 | [5 empty] | 0 |  | 1x(10A) |  | 4 | S2K | 1 | S2K
AV651 | SHOW RELAY CAMERA | AUDITORIUM | G16 | ON BAR | 1 | [5 empty] | 1 | [12 empty] | 0 |  |  |  | 0 | [13 empty] | 0 | [5 empty] | 0 |  | 1 |  | 2 | S2K | 1 | S2K
AV801 | PROJECTION SCREEN | STAGE | G15 | ON BAR | [8 empty] | 1 | [10 empty] | 0 |  |  |  | 0 | [13 empty] | 0 | [5 empty] | 0 | 1 |  |  | 1 | S2K | 1 | S2K
AV851 | SHOW RELAY MICROPHONE | AUDITORIUM | G16 | ON ORCH BAR | [12 empty] | 1 | [6 empty] | 0 |  |  |  | 0 | [13 empty] | 0 | [5 empty] | 0 |  |  |  | 1 | S2K | 1 | S2K
CR251 | CONTROL FLOORBOX | AUDITORIUM | G16 | 0 | 4 | [5 empty] | 4 |  | 2 |  | 16 |  | 8 |  | 4 |  | 3 |  |  | 0 |  |  |  | 0 |  |  |  |  | 4 | [8 empty] | 0 | [5 empty] | 0 | 3 | 3 |  | 45 | Rack | 1 | S2K
CR451 | AUDITORIUM CONTROL | AUDITORIUM | G17 | IN RISER | 4 | [5 empty] | 4 |  | 2 |  | 16 |  | 8 |  | 4 |  | 3 |  |  | 0 |  |  |  | 0 |  |  |  |  | 4 | [8 empty] | 0 | [5 empty] | 0 | 3 | 3 |  | 45 | Rack | 1 | S2K
CR491 | LIGHTING CONTROL | CONTROL ROOM |  | 500 | 4 | [5 empty] | 2 |  | 1 | [7 empty] | 1 |  |  | 0 |  |  |  | 0 |  |  |  |  | 4 | [8 empty] | 0 | [5 empty] | 0 | 3 |  |  | 12 | 2 x T Pannel 3SU | 1 | S2K
CR492 | AUDIO CONTROL | CONTROL ROOM |  | 500 | 4 | [5 empty] | 2 |  | 1 |  | 16 |  | 8 |  | 4 |  | 2 |  |  | 0 |  |  |  | 0 | [13 empty] | 0 | [5 empty] | 0 | 1 | 3 |  | 37 | Rack | 1 | S2K
CR493 | AV CONTROL | CONTROL ROOM |  | 500 | 4 | [5 empty] | 4 |  | 2 |  | 2 |  | 2 |  | 1 |  | 1 |  |  | 0 | 1 |  |  | 0 | [13 empty] | 0 | [5 empty] | 0 | 2 | 2 |  | 17 | 2 x T Pannel 3SU | 1 | S2K
DIM601 | DIMMER RACK | TECH | 220 | 500 | 2 | [5 empty] | 1 | [9 empty] | 1 |  |  | 0 |  |  |  | 0 |  |  |  |  | 4 | [8 empty] | 0 | [5 empty] | 0 | 2 |  | 1x(400A) CEILING | 8 | 2 x S2K | 1 | S2K
DIM601 | DIMMER RACK | TECH | 220 | 500 | [28 empty] | 4 | [8 empty] | 0 | [5 empty] | 0 | 2 |  | 1x(400A) CEILING | 4 | S2K | 1 | S2K
DIM601 | DIMMER RACK | TECH | 220 | 500 | [28 empty] | 4 | [8 empty] | 0 | [5 empty] | 0 | 2 |  | 1x(400A) CEILING | 4 | S2K | 1 | S2K
ER401 | EQPT RACK | TECH ROOM | 117 | 0 |  |  | 2 | [34 empty] | 0 | [5 empty] | 0 | 2x(20A) | 2x(20A) |  | 2 | S2K | 1 | S2K
ER401 | EQPT RACK (AMP) | TECH ROOM | 117 | 0 | [37 empty] | 0 | [5 empty] | 0 | 2x(20A) | 2x(20A) |  | 0 |  | 1 | S2K
ER401 | EQPT RACK | TECH ROOM | 117 | 0 | [37 empty] | 0 | [5 empty] | 0 | 2x(20A) | 3x(20A) |  | 0 |  | 1 | S2K
ER491 | EQPT RACK | CONTROL ROOM |  | 0 | 10 |  | 1 | [34 empty] | 0 | [5 empty] | 0 | 2x(20A) | 2x(20A) |  | 11 | 2 x T Pannel 3SU | 1 | S2K
ER491 | EQPT RACK | CONTROL ROOM |  | 0 | 10 |  | 1 | [16 empty] | 0 |  |  |  | 0 | [13 empty] | 0 | [5 empty] | 0 | 2x(20A) | 2x(20A) |  | 11 | 2 x T Pannel 3SU | 1 | S2K
FB201 | FLOORBOXES | STAGE | G15 | 0 | 2 | [5 empty] | 2 |  |  |  | 2 |  | 4 |  | 2 |  |  |  |  | 0 |  |  |  | 0 |  |  | 1 |  | 1 | [8 empty] | 0 |  |  | 2 |  |  | 0 | 1 | 1 |  | 14 | 2 x T Pannel 3SU | 1 | S2K
FB202 | FLOORBOXES | STAGE | G15 | 0 | 2 | [5 empty] | 2 |  |  |  | 2 |  | 4 |  | 2 |  |  |  |  | 0 |  |  |  | 0 |  |  | 1 |  | 1 | [8 empty] | 0 |  |  | 2 |  |  | 0 | 1 | 1 |  | 14 | 2 x T Pannel 3SU | 1 | S2K
FB203 | FLOORBOXES | STAGE | G15 | 0 | 2 | [5 empty] | 2 |  |  |  | 2 |  | 4 |  | 2 |  |  |  |  | 0 |  |  |  | 0 |  |  | 1 |  | 1 | [8 empty] | 0 |  |  | 2 |  |  | 0 | 1 | 1 |  | 14 | 2 x T Pannel 3SU | 1 | S2K
FB204 | FLOORBOXES | STAGE | G15 | 0 | 2 | [5 empty] | 2 |  |  |  | 2 |  | 4 |  | 2 |  |  |  |  | 0 |  |  |  | 0 |  |  | 1 |  | 1 | [8 empty] | 0 |  |  | 2 |  |  | 0 | 1 | 1 |  | 14 | 2 x T Pannel 3SU | 1 | S2K
FB205 | FLOORBOXES | STAGE | G15 | 0 | 2 | [5 empty] | 2 |  |  |  | 2 |  | 4 |  | 2 |  |  |  |  | 0 |  |  |  | 0 |  |  | 1 |  | 1 | [8 empty] | 0 |  |  | 2 |  |  | 0 | 1 | 1 |  | 14 | 2 x T Pannel 3SU | 1 | S2K
FB206 | FLOORBOXES | STAGE | G15 | 0 | 2 | [5 empty] | 2 |  |  |  | 2 |  | 4 |  | 2 |  |  |  |  | 0 |  |  |  | 0 |  |  | 1 |  | 1 | [8 empty] | 0 |  |  | 2 |  |  | 0 | 1 | 1 |  | 14 | 2 x T Pannel 3SU | 1 | S2K
FB207 | FLOORBOXES | STAGE | G15 | 0 | 2 | [5 empty] | 2 |  |  |  | 2 |  | 4 |  | 2 |  |  |  |  | 0 |  |  |  | 0 |  |  | 1 |  | 1 | [8 empty] | 0 |  |  | 2 |  |  | 0 | 1 | 1 |  | 14 | 2 x T Pannel 3SU | 1 | S2K
FB208 | FLOORBOXES | STAGE | G15 | 0 | 2 | [5 empty] | 2 |  |  |  | 2 |  | 4 |  | 2 |  |  |  |  | 0 |  |  |  | 0 |  |  | 1 |  | 1 | [8 empty] | 0 |  |  | 2 |  |  | 0 | 1 | 1 |  | 14 | 2 x T Pannel 3SU | 1 | S2K
FB251 | FLOORBOXES | AUDITORIUM | G16 | 0 | 2 | [5 empty] | 2 |  |  |  | 2 |  | 4 |  | 2 |  |  |  |  | 0 |  |  |  | 0 |  |  | 1 |  | 1 | [8 empty] | 0 |  |  | 2 |  |  | 0 | 1 | 1 |  | 14 | 2 x T Pannel 3SU | 1 | S2K
FB252 | FLOORBOXES | AUDITORIUM | G16 | 0 | 2 | [5 empty] | 2 |  |  |  | 2 |  | 4 |  | 2 |  |  |  |  | 0 |  |  |  | 0 |  |  | 1 |  | 1 | [8 empty] | 0 |  |  | 2 |  |  | 0 | 1 | 1 |  | 14 | 2 x T Pannel 3SU | 1 | S2K
FB253 | FLOORBOXES | AUDITORIUM | G16 | 0 | 2 | [5 empty] | 2 |  |  |  | 2 |  | 4 |  | 2 |  |  |  |  | 0 |  |  |  | 0 |  |  | 1 |  | 1 | [8 empty] | 0 |  |  | 2 |  |  | 0 | 1 | 1 |  | 14 | 2 x T Pannel 3SU | 1 | S2K
FB254 | FLOORBOXES | AUDITORIUM | G16 | 0 | 2 | [5 empty] | 2 |  |  |  | 2 |  | 4 |  | 2 |  |  |  |  | 0 |  |  |  | 0 |  |  | 1 |  | 1 | [8 empty] | 0 |  |  | 2 |  |  | 0 | 1 | 1 |  | 14 | 2 x T Pannel 3SU | 1 | S2K
FB255 | FLOORBOXES | AUDITORIUM | G16 | 0 | 2 | [5 empty] | 2 |  |  |  | 2 |  | 4 |  | 2 |  |  |  |  | 0 |  |  |  | 0 |  |  | 1 |  | 1 | [8 empty] | 0 |  |  | 2 |  |  | 0 | 1 | 1 |  | 14 | 2 x T Pannel 3SU | 1 | S2K
FB256 | FLOORBOXES | AUDITORIUM | G16 | 0 | 2 | [5 empty] | 2 |  |  |  | 2 |  | 4 |  | 2 |  |  |  |  | 0 |  |  |  | 0 |  |  | 1 |  | 1 | [8 empty] | 0 |  |  | 2 |  |  | 0 | 1 | 1 |  | 14 | 2 x T Pannel 3SU | 1 | S2K
FB257 | FLOORBOXES | AUDITORIUM | G16 | 0 | 2 | [5 empty] | 2 |  |  |  | 2 |  | 4 |  | 2 |  |  |  |  | 0 |  |  |  | 0 |  |  | 1 |  | 1 | [8 empty] | 0 |  |  | 2 |  |  | 0 | 1 | 1 |  | 14 | 2 x T Pannel 3SU | 1 | S2K
FB258 | FLOORBOXES | AUDITORIUM | G16 | 0 | 2 | [5 empty] | 2 |  |  |  | 2 |  | 4 |  | 2 |  |  |  |  | 0 |  |  |  | 0 |  |  | 1 |  | 1 | [8 empty] | 0 |  |  | 2 |  |  | 0 | 1 | 1 |  | 14 | 2 x T Pannel 3SU | 1 | S2K
FB259 | FLOORBOXES | AUDITORIUM | G16 | 0 | 2 | [5 empty] | 2 |  |  |  | 2 |  | 4 |  | 2 |  |  |  |  | 0 |  |  |  | 0 |  |  | 1 |  | 1 | [8 empty] | 0 |  |  | 2 |  |  | 0 | 1 | 1 |  | 14 | 2 x T Pannel 3SU | 1 | S2K
FS651 | FOLLOW SPOT | LEVEL 2 BALCONY |  | 0 | 1 | [15 empty] | 1 |  |  | 0 |  |  |  | 0 |  |  |  |  | 1 | [8 empty] | 0 | [5 empty] | 0 |  | 1x(20A) |  | 3 | S2K | 1 | S2K
FS652 | FOLLOW SPOT | LEVEL 2 BALCONY |  | 0 | 1 | [15 empty] | 1 |  |  | 0 |  |  |  | 0 |  |  |  |  | 1 | [8 empty] | 0 | [5 empty] | 0 |  | 1x(20A) |  | 3 | S2K | 1 | S2K
HC201 | HOUSE CURTAIN CONTROL | STAGE | G15 | 0 | [19 empty] | 0 |  |  |  | 0 | [10 empty] | 1 |  |  | 0 | 1 |  |  |  |  | 0 |  |  |  | 2 | S2K | 1 | S2K
HC201A | HOUSE CURTAIN CONTROL | PERF LOCK | G23 | 0 | [19 empty] | 0 |  |  |  | 0 | [10 empty] | 1 |  |  | 0 | 1 |  |  |  |  | 0 |  |  |  | 2 | S2K | 1 | S2K
HC202 | HOUSE CURTAIN CONTROL | STAGE | G15 | 0 | [19 empty] | 0 |  |  |  | 0 | [10 empty] | 1 |  |  | 0 | 1 |  |  |  |  | 0 |  |  |  | 2 | S2K | 1 | S2K
HC491 | HOUSE CURTAIN CONTROL | CONTROL ROOM |  | 0 | [19 empty] | 0 |  |  |  | 0 | [10 empty] | 1 |  |  | 0 | 1 |  |  |  |  | 0 |  |  |  | 2 | S2K | 1 | S2K
HC601 | HOUSE CURTAIN MOTOR CONTROL | TECH (GALLERY) | 218 | [20 empty] | 0 |  |  |  | 0 | [13 empty] | 0 | [5 empty] | 0 | 1 |  |  | 0 |  | 1 | S2K
HC801 | HOUSE CURTAIN MOTOR | STAGE | G15 | ON TRUSS | [19 empty] | 0 |  |  |  | 0 | [10 empty] | 1 |  |  | 0 | 1 |  |  |  |  | 0 |  |  |  | 2 | S2K | 1 | S2K
LX451 | LX BALCONY BAR | AUDITORIUM | G16 | ON BAR | 2 | [13 empty] | 1 |  |  |  |  | 0 |  |  |  | 0 |  |  | 2 |  | 2 | [8 empty] | 0 |  |  | 6 |  |  | 0 | 2 | 1 |  | 13 | 2 x T Pannel 3SU | 1 | S2K
LX452 | LX BALCONY BAR | AUDITORIUM | G16 | ON BAR | 2 | [13 empty] | 1 |  |  |  |  | 0 |  |  |  | 0 |  |  | 2 |  | 2 | [8 empty] | 0 |  |  | 6 |  |  | 0 | 2 | 1 |  | 13 | 2 x T Pannel 3SU | 1 | S2K
LX453 | LX BALCONY BAR | AUDITORIUM | G16 | ON BAR | 2 | [13 empty] | 1 |  |  |  |  | 0 |  |  |  | 0 |  |  | 2 |  | 2 | [8 empty] | 0 |  |  | 6 |  |  | 0 | 2 | 1 |  | 13 | 2 x T Pannel 3SU | 1 | S2K
LX454 | LX BALCONY BAR | AUDITORIUM | G16 | ON BAR | 2 | [13 empty] | 1 |  |  |  |  | 0 |  |  |  | 0 |  |  | 2 |  | 2 | [8 empty] | 0 |  |  | 6 |  |  | 0 | 2 | 1 |  | 13 | 2 x T Pannel 3SU | 1 | S2K
LX651 | LX BALCONY BAR | LEVEL 2 BALCONY |  | ON BAR | 2 | [13 empty] | 1 |  |  |  |  | 0 |  |  |  | 0 |  |  | 2 |  | 2 | [8 empty] | 0 |  |  | 6 |  |  | 0 | 2 | 1 |  | 13 | 2 x T Pannel 3SU | 1 | S2K
LX652 | LX BALCONY BAR | LEVEL 2 BALCONY |  | ON BAR | 2 | [13 empty] | 1 |  |  |  |  | 0 |  |  |  | 0 |  |  | 2 |  | 2 | [8 empty] | 0 |  |  | 6 |  |  | 0 | 2 | 1 |  | 13 | 2 x T Pannel 3SU | 1 | S2K
LX653 | LX BALCONY BAR | LEVEL 2 BALCONY |  | ON BAR | 2 | [13 empty] | 1 |  |  |  |  | 0 |  |  |  | 0 |  |  | 2 |  | 2 | [8 empty] | 0 |  |  | 6 |  |  | 0 | 2 | 1 |  | 13 | 2 x T Pannel 3SU | 1 | S2K
LX654 | LX BALCONY BAR | LEVEL 2 BALCONY |  | ON BAR | 2 | [13 empty] | 1 |  |  |  |  | 0 |  |  |  | 0 |  |  | 2 |  | 2 | [8 empty] | 0 |  |  | 6 |  |  | 0 | 2 | 1 |  | 13 | 2 x T Pannel 3SU | 1 | S2K
LX655 | LX BALCONY BAR | LEVEL 2 BALCONY |  | ON BAR | 2 | [13 empty] | 1 |  |  |  |  | 0 |  |  |  | 0 |  |  | 2 |  | 2 | [8 empty] | 0 |  |  | 6 |  |  | 0 | 2 | 1 |  | 13 | 2 x T Pannel 3SU | 1 | S2K
LX656 | LX BALCONY BAR | LEVEL 2 BALCONY |  | ON BAR | 2 | [13 empty] | 1 |  |  |  |  | 0 |  |  |  | 0 |  |  | 2 |  | 2 | [8 empty] | 0 |  |  | 6 |  |  | 0 | 2 | 1 |  | 13 | 2 x T Pannel 3SU | 1 | S2K
LX801 | LX BAR | STAGE | G15 | CEILING | 3 | [9 empty] | 3 |  | 3 |  | 3 |  |  |  |  | 0 |  |  |  | 0 |  |  |  |  | 6 | [8 empty] | 0 |  |  | 18 |  |  | 0 |  | 2 |  | 36 | 4 x T Pannel 3SU | 1 | S2K
LX802 | LX BAR | STAGE | G15 | CEILING | 3 | [9 empty] | 3 |  | 3 |  | 3 |  |  |  |  | 0 |  |  |  | 0 |  |  |  |  | 6 | [8 empty] | 0 |  |  | 18 |  |  | 0 |  | 2 |  | 36 | 4 x T Pannel 3SU | 1 | S2K
LX803 | LX BAR | STAGE | G15 | CEILING | 3 | [9 empty] | 3 |  | 3 |  | 3 |  |  |  |  | 0 |  |  |  | 0 |  |  |  |  | 6 | [8 empty] | 0 |  |  | 18 |  |  | 0 |  | 2 |  | 36 | 4 x T Pannel 3SU | 1 | S2K
LX804 | LX BAR | STAGE | G15 | CEILING | 3 | [9 empty] | 3 |  | 3 |  | 3 |  |  |  |  | 0 |  |  |  | 0 |  |  |  |  | 6 | [8 empty] | 0 |  |  | 18 |  |  | 0 |  | 2 |  | 36 | 4 x T Pannel 3SU | 1 | S2K
LX851 | LX BAR (ORCH) | AUDITORIUM | G16 | CEILING | 3 | [9 empty] | 3 |  | 3 |  | 3 |  |  |  |  | 0 |  |  |  | 0 |  |  |  |  | 6 | [8 empty] | 0 |  |  | 18 |  |  | 0 |  | 2 |  | 36 | 4 x T Pannel 3SU | 1 | S2K
LX861 | LX BAR | CABLE NET |  | ON CABLENET PICKUPS | 3 | [9 empty] | 3 |  | 3 |  | 3 |  |  |  |  | 0 |  |  |  | 0 |  |  |  |  | 6 | [8 empty] | 0 |  |  | 18 |  |  | 0 | 2 | 2 |  | 36 | 4 x T Pannel 3SU | 2 | S2K
LX862 | LX BAR | CABLE NET |  | ON CABLENET PICKUPS | 3 | [9 empty] | 3 |  | 3 |  | 3 |  |  |  |  | 0 |  |  |  | 0 |  |  |  |  | 6 | [8 empty] | 0 |  |  | 18 |  |  | 0 | 2 | 2 |  | 36 | 4 x T Pannel 3SU | 2 | S2K
LX863 | LX BAR | CABLE NET |  | ON CABLENET PICKUPS | 3 | [9 empty] | 3 |  | 3 |  | 3 |  |  |  |  | 0 |  |  |  | 0 |  |  |  |  | 6 | [8 empty] | 0 |  |  | 18 |  |  | 0 | 2 | 2 |  | 36 | 4 x T Pannel 3SU | 2 | S2K
SX251 | SPEAKER - FRONT FILL | STAGE EDGE |  | 1600 | [19 empty] | 0 |  |  |  | 0 |  |  | 1 | [10 empty] | 0 | [5 empty] | 0 |  |  |  | 1 | S2K | 2 | S2K
SX252 | SPEAKER - FRONT FILL | STAGE EDGE |  | 1600 | [19 empty] | 0 |  |  |  | 0 |  |  | 1 | [10 empty] | 0 | [5 empty] | 0 |  |  |  | 1 | S2K | 2 | S2K
SX253 | SPEAKER - FRONT FILL | STAGE EDGE |  | 1600 | [19 empty] | 0 |  |  |  | 0 |  |  | 1 | [10 empty] | 0 | [5 empty] | 0 |  |  |  | 1 | S2K | 2 | S2K
SX254 | SPEAKER - FRONT FILL | STAGE EDGE |  | 1600 | [19 empty] | 0 |  |  |  | 0 |  |  | 1 | [10 empty] | 0 | [5 empty] | 0 |  |  |  | 1 | S2K | 2 | S2K
SX255 | SPEAKER - FRONT FILL | STAGE EDGE |  | 1600 | [19 empty] | 0 |  |  |  | 0 |  |  | 1 | [10 empty] | 0 | [5 empty] | 0 |  |  |  | 1 | S2K | 2 | S2K
SX256 | SPEAKER - FRONT FILL | STAGE EDGE |  | 1600 | [19 empty] | 0 |  |  |  | 0 |  |  | 1 | [10 empty] | 0 | [5 empty] | 0 |  |  |  | 1 | S2K | 2 | S2K
SX451 | SPEAKER | LEVEL 1 BALCONY |  | ON BAR | 1 | [9 empty] | 2 |  |  |  | 1 |  |  |  |  | 0 |  |  |  | 0 |  |  | 2 | [10 empty] | 0 | [5 empty] | 0 |  | 1 |  | 6 | 2 x S2K | 2 | S2K
SX452 | SPEAKER | LEVEL 1 BALCONY |  | ON BAR | 1 | [9 empty] | 2 |  |  |  | 1 |  |  |  |  | 0 |  |  |  | 0 |  |  | 2 | [10 empty] | 0 | [5 empty] | 0 |  | 1 |  | 6 | 2 x S2K | 2 | S2K
SX851A | SPEAKER (ARRAY) | AUDITORIUM | G16 | CEILING | 1 | [9 empty] | 4 |  |  |  | 2 |  |  |  |  | 0 |  |  |  | 0 |  |  | 4 | [10 empty] | 0 | [5 empty] | 0 | 1 | 2x(20A) |  | 11 | 2 x T Pannel 3SU | 2 | S2K
SX851B | SPEAKER (SUBS) | AUDITORIUM | G16 | CEILING | 1 | [9 empty] | 4 |  |  |  | 2 |  |  |  |  | 0 |  |  |  | 0 |  |  | 2 | [10 empty] | 0 | [5 empty] | 0 | 1 | 2x(20A) |  | 9 | T Pannel 3SU | 2 | S2K
SX852 | SPEAKER | AUDITORIUM | G16 | CEILING | 1 | [9 empty] | 4 |  |  |  | 2 |  |  |  |  | 0 |  |  |  | 0 |  |  | 4 | [10 empty] | 0 | [5 empty] | 0 | 1 | 2x(20A) |  | 11 | 2 x T Pannel 3SU | 2 | S2K
SX853 | SPEAKER | AUDITORIUM | G16 | CEILING | 1 | [9 empty] | 4 |  |  |  | 2 |  |  |  |  | 0 |  |  |  | 0 |  |  | 4 | [10 empty] | 0 | [5 empty] | 0 | 1 | 2x(20A) |  | 11 | 2 x T Pannel 3SU | 2 | S2K
SX854 | SPEAKER | AUDITORIUM | G16 | CEILING | 1 | [9 empty] | 4 |  |  |  | 2 |  |  |  |  | 0 |  |  |  | 0 |  |  | 4 | [10 empty] | 0 | [5 empty] | 0 | 1 | 2x(20A) |  | 11 | 2 x T Pannel 3SU | 2 | S2K
SX855A | SPEAKER (ARRAY) | AUDITORIUM | G16 | CEILING | 1 | [9 empty] | 4 |  |  |  | 2 |  |  |  |  | 0 |  |  |  | 0 |  |  | 4 | [10 empty] | 0 | [5 empty] | 0 | 1 | 2x(20A) |  | 11 | 2 x T Pannel 3SU | 2 | S2K
SX855B | SPEAKER (SUBS) | AUDITORIUM | G16 | CEILING | 1 | [9 empty] | 4 |  |  |  | 2 |  |  |  |  | 0 |  |  |  | 0 |  |  | 2 | [10 empty] | 0 | [5 empty] | 0 | 1 | 2x(20A) |  | 9 | T Pannel 3SU | 2 | S2K
TP001 | TECH PANEL | SUB STAGE | B01 | 300 | 1 | [5 empty] | 1 |  |  |  | 1 |  | 1 | [6 empty] | 0 |  |  |  | 0 |  |  |  |  | 4 | [8 empty] | 0 |  |  | 2 |  |  | 0 | 1 | 1 |  | 8 | 2 x S2K | 2 | S2K
TP002 | TECH PANEL | SUB STAGE | B01 | 300 | 1 | [5 empty] | 1 |  |  |  | 1 |  | 1 |  |  |  | 1 |  |  | 0 |  |  |  | 0 |  |  |  |  | 2 | [8 empty] | 0 |  |  | 2 |  |  | 0 | 1 | 1 | 1 | 7 | 2 x S2K | 2 | S2K
TP003 | TECH PANEL | SUB STAGE | B01 | 300 | 1 | [5 empty] | 1 |  |  |  | 1 |  | 1 | [6 empty] | 0 |  |  |  | 0 |  |  |  |  | 4 | [8 empty] | 0 |  |  | 2 |  |  | 0 | 1 | 1 |  | 8 | 2 x S2K | 2 | S2K
TP201 | TECH PANEL (SM Panel) | STAGE | G15 | 300 | 2 | [5 empty] | 4 |  | 2 |  | 1 |  | 1 |  | 1 |  | 1 |  |  | 0 | 1 |  |  | 0 |  |  |  |  | 2 |  | 1 | [6 empty] | 0 |  |  | 4 |  |  | 0 | 2 | 2 |  | 16 | 2 x T Pannel 3SU | 2 | S2K
TP201A | TECH PANEL (SM Panel) | PERF LOCK | G23 | 300 | 2 | [5 empty] | 4 |  | 2 |  | 1 |  | 1 |  | 1 |  | 1 |  |  | 0 | 1 |  |  | 0 |  |  |  |  | 2 |  | 1 | [6 empty] | 0 | [5 empty] | 0 | 2 | 2 |  | 16 | 2 x T Pannel 3SU | 2 | S2K
TP202 | TECH PANEL (SM Panel) | STAGE | G15 | 300 | 2 | [5 empty] | 4 |  | 2 |  | 1 |  | 1 |  | 1 |  | 1 |  |  | 0 | 1 |  |  | 0 |  |  |  |  | 2 |  | 1 | [6 empty] | 0 |  |  | 4 |  |  | 0 | 2 | 2 | 1 | 16 | 2 x T Pannel 3SU | 2 | S2K
TP203 | TECH PANEL | STAGE | G15 | 300 | 2 | [5 empty] | 2 |  |  |  | 2 |  | 2 |  | 2 |  | 1 |  |  | 0 |  |  |  | 0 |  |  |  |  | 2 | [8 empty] | 0 |  |  | 4 |  |  | 0 | 2 | 2 | 1 | 13 | 2 x T Pannel 3SU | 2 | S2K
TP204 | TECH PANEL | STAGE | G15 | 300 | 2 | [5 empty] | 2 |  |  |  | 2 |  | 2 |  | 2 |  | 1 |  |  | 0 |  |  |  | 0 |  |  |  |  | 2 | [8 empty] | 0 |  |  | 4 |  |  | 0 | 2 | 2 | 1 | 13 | 2 x T Pannel 3SU | 2 | S2K
TP205 | TECH PANEL (Power Lock) | STAGE | G15 | 300 | 1 | [18 empty] | 0 |  |  |  | 0 | [13 empty] | 0 | [5 empty] | 0 |  |  | 1x(200A) | 1 | S2K | 3 | S2K
TP251 | TECH PANEL | FORESTAGE | B02 | 300 | 2 | [5 empty] | 2 |  |  |  | 2 |  | 8 |  | 2 |  | 2 |  |  | 0 |  |  |  | 0 |  |  | 2 |  | 2 | [8 empty] | 0 |  |  | 4 |  |  | 0 | 2 | 2 |  | 22 | 3 x T Pannel 3SU | 3 | S2K
TP252 | TECH PANEL | FORESTAGE | B02 | 300 | 2 | [5 empty] | 2 |  |  |  | 2 |  | 8 |  | 2 |  | 2 |  |  | 0 |  |  |  | 0 |  |  | 2 |  | 2 | [8 empty] | 0 |  |  | 4 |  |  | 0 | 2 | 2 |  | 22 | 3 x T Pannel 3SU | 4 | S2K
TP601 | TECH PANEL | TECH (GALLERY) | 218 | 300 | 2 | [5 empty] | 2 |  |  |  | 2 |  | 2 |  | 1 |  | 1 |  |  | 0 |  |  |  | 0 |  |  |  |  | 2 | [8 empty] | 0 |  |  | 6 |  |  | 0 | 2 | 2 |  | 12 | 2 x T Pannel 3SU | 4 | S2K
TP602 | TECH PANEL | TECH (GALLERY) | 219 | 300 | 2 | [5 empty] | 2 |  |  |  | 2 |  | 2 |  | 1 |  | 1 |  |  | 0 |  |  |  | 0 |  |  |  |  | 2 | [8 empty] | 0 |  |  | 6 |  |  | 0 | 2 | 2 | 1 | 12 | 2 x T Pannel 3SU | 4 | S2K
TP603 | TECH PANEL | TECH (GALLERY) | 218 | 300 | 2 | [5 empty] | 2 |  |  |  | 2 |  | 2 |  | 1 |  | 1 |  |  | 0 |  |  |  | 0 |  |  |  |  | 2 | [8 empty] | 0 |  |  | 6 |  |  | 0 | 2 | 2 |  | 12 | 2 x T Pannel 3SU | 4 | S2K
TP604 | TECH PANEL | TECH (GALLERY) | 219 | 300 | 2 | [5 empty] | 2 |  |  |  | 2 |  | 2 |  | 1 |  | 1 |  |  | 0 |  |  |  | 0 |  |  |  |  | 2 | [8 empty] | 0 |  |  | 6 |  |  | 0 | 2 | 2 | 1 | 12 | 2 x T Pannel 3SU | 4 | S2K | 91
TP801 | TECH PANEL | FLY GALLERY |  | 300 | 2 | [15 empty] | 1 |  |  | 0 |  |  |  | 0 |  |  |  |  | 2 | [8 empty] | 0 |  |  | 4 |  |  | 0 | 2 |  |  | 5 | 2 x S2K | 5 | 2 x S2K
TP802 | TECH PANEL | FLY GALLERY |  | 300 | 2 | [15 empty] | 1 |  |  | 0 |  |  |  | 0 |  |  |  |  | 2 | [8 empty] | 0 |  |  | 4 |  |  | 0 | 2 |  |  | 5 | 2 x S2K | 5 | 2 x S2K
TP803 | TECH PANEL | FLY GALLERY |  | 300 | 2 |  | 1 | [13 empty] | 1 |  |  | 0 |  |  |  | 0 |  |  |  |  | 2 | [8 empty] | 0 |  |  | 4 |  |  | 0 | 2 |  | 1 | 6 | 2 x S2K | 6 | 2 x S2K
TP804 | TECH PANEL | FLY GALLERY |  | 300 | 2 |  | 1 | [13 empty] | 1 |  |  | 0 |  |  |  | 0 |  |  |  |  | 2 | [8 empty] | 0 |  |  | 4 |  |  | 0 | 2 |  | 1 | 6 | 2 x S2K | 6 | 2 x S2K
TP851 | TECH PANEL | CABLE NET |  | 300 | 4 | [9 empty] | 1 |  | 1 |  | 1 |  | 1 |  |  | 0 |  |  |  | 0 |  |  |  |  | 2 | [8 empty] | 0 |  |  | 4 |  |  | 0 | 2 | 2 |  | 10 | T Pannel 3SU | 6 | 2 x S2K
TP852 | TECH PANEL | CABLE NET |  | 300 | 4 | [9 empty] | 1 |  | 1 |  | 1 |  | 1 |  |  | 0 |  |  |  | 0 |  |  |  |  | 2 | [8 empty] | 0 |  |  | 4 |  |  | 0 | 2 | 2 |  | 10 | T Pannel 3SU | 6 | 2 x S2K
TP853 | TECH PANEL | CABLE NET |  | 300 | 4 |  | 1 | [7 empty] | 1 |  | 1 |  | 1 |  | 1 |  |  | 0 |  |  |  | 0 |  |  |  |  | 2 | [8 empty] | 0 |  |  | 4 |  |  | 0 | 2 | 2 | 1 | 11 | 2 x T Pannel 3SU | 7 | 2 x S2K
TP854 | TECH PANEL | CABLE NET |  | 300 | 4 |  | 1 | [7 empty] | 1 |  | 1 |  | 1 |  | 1 |  |  | 0 |  |  |  | 0 |  |  |  |  | 2 | [8 empty] | 0 |  |  | 4 |  |  | 0 | 2 | 2 | 1 | 11 | 2 x T Pannel 3SU | 8 | 2 x S2K
MCC-C | CHAIN HOIST GROUP CONTROLLER | FORESTAGE GRID |  | 500 | [19 empty] | 0 |  |  |  | 0 | [13 empty] | 0 | [5 empty] | 0 |  |  | 4 | 0 |  | 8 | 2 x S2K
MX202 | PENDANT CONTROL CONNECTION | STAGE | G15 | 300 | [19 empty] | 0 |  |  |  | 0 | [8 empty] | 4 |  |  |  |  | 0 | [5 empty] | 0 |  |  |  | 4 | S2K | 8 | 2 x S2K | 20
MX601-A | SINGLE AXIS CONTROLLER | TECH (GALLERY) | 218 | RAILING | [19 empty] | 0 |  |  |  | 0 | [8 empty] | 1 |  |  |  |  | 0 | [5 empty] | 0 |  |  |  | 1 | S2K | 11 | 2 x T Pannel 3SU
MX601-B | MOTOR CONTROL CABINET | TECH (GALLERY) | 218 | REF DWG | [19 empty] | 0 |  |  |  | 0 | [13 empty] | 0 | [5 empty] | 0 | 1x(20A) |  |  | 0 |  | 11 | 2 x T Pannel 3SU
MX602-A | SINGLE AXIS CONTROLLER | TECH (GALLERY) | 218 | RAILING | [19 empty] | 0 |  |  |  | 0 | [8 empty] | 1 |  |  |  |  | 0 | [5 empty] | 0 |  |  |  | 1 | S2K | 11 | 2 x T Pannel 3SU
MX602-B | MOTOR CONTROL CABINET | TECH (GALLERY) | 218 | REF DWG | [19 empty] | 0 |  |  |  | 0 | [13 empty] | 0 | [5 empty] | 0 | 1x(20A) |  |  | 0 |  | 11 | 2 x T Pannel 3SU
MX603-A | SINGLE AXIS CONTROLLER | TECH (GALLERY) | 218 | RAILING | [19 empty] | 0 |  |  |  | 0 | [8 empty] | 1 |  |  |  |  | 0 | [5 empty] | 0 |  |  |  | 1 | S2K | 11 | 2 x T Pannel 3SU
MX603-B | MOTOR CONTROL CABINET | TECH (GALLERY) | 218 | REF DWG | [19 empty] | 0 |  |  |  | 0 | [13 empty] | 0 | [5 empty] | 0 | 1x(20A) |  |  | 0 |  | 11 | 2 x T Pannel 3SU
MX604-A | SINGLE AXIS CONTROLLER | TECH (GALLERY) | 218 | RAILING | [19 empty] | 0 |  |  |  | 0 | [8 empty] | 1 |  |  |  |  | 0 | [5 empty] | 0 |  |  |  | 1 | S2K | 11 | 2 x T Pannel 3SU
MX604-B | MOTOR CONTROL CABINET | TECH (GALLERY) | 218 | REF DWG | [19 empty] | 0 |  |  |  | 0 | [13 empty] | 0 | [5 empty] | 0 | 1x(20A) |  |  | 0 |  | 11 | 2 x T Pannel 3SU
MX605-A | SINGLE AXIS CONTROLLER | TECH (GALLERY) | 218 | RAILING | [19 empty] | 0 |  |  |  | 0 | [8 empty] | 1 |  |  |  |  | 0 | [5 empty] | 0 |  |  |  | 1 | S2K | 11 | 2 x T Pannel 3SU
MX605-B | MOTOR CONTROL CABINET | TECH (GALLERY) | 218 | REF DWG | [19 empty] | 0 |  |  |  | 0 | [13 empty] | 0 | [5 empty] | 0 | 1x(20A) |  |  | 0 |  | 12 | 2 x T Pannel 3SU
MX606-A | SINGLE AXIS CONTROLLER | TECH (GALLERY) | 218 | RAILING | [19 empty] | 0 |  |  |  | 0 | [8 empty] | 1 |  |  |  |  | 0 | [5 empty] | 0 |  |  |  | 1 | S2K | 12 | 2 x T Pannel 3SU
MX606-B | MOTOR CONTROL CABINET | TECH (GALLERY) | 218 | REF DWG | [19 empty] | 0 |  |  |  | 0 | [13 empty] | 0 | [5 empty] | 0 | 1x(20A) |  |  | 0 |  | 12 | 2 x T Pannel 3SU
MX607-A | SINGLE AXIS CONTROLLER | TECH (GALLERY) | 218 | RAILING | [19 empty] | 0 |  |  |  | 0 | [8 empty] | 1 |  |  |  |  | 0 | [5 empty] | 0 |  |  |  | 1 | S2K | 12 | 2 x T Pannel 3SU
MX607-B | MOTOR CONTROL CABINET | TECH (GALLERY) | 218 | REF DWG | [19 empty] | 0 |  |  |  | 0 | [13 empty] | 0 | [5 empty] | 0 | 1x(20A) |  |  | 0 |  | 12 | 2 x T Pannel 3SU
MX608-A | SINGLE AXIS CONTROLLER | TECH (GALLERY) | 218 | RAILING | [19 empty] | 0 |  |  |  | 0 | [8 empty] | 1 |  |  |  |  | 0 | [5 empty] | 0 |  |  |  | 1 | S2K | 13 | 2 x T Pannel 3SU
MX608-B | MOTOR CONTROL CABINET | TECH (GALLERY) | 218 | REF DWG | [19 empty] | 0 |  |  |  | 0 | [13 empty] | 0 | [5 empty] | 0 | 1x(20A) |  |  | 0 |  | 13 | 2 x T Pannel 3SU
MX609-A | SINGLE AXIS CONTROLLER | TECH (GALLERY) | 218 | RAILING | [19 empty] | 0 |  |  |  | 0 | [8 empty] | 1 |  |  |  |  | 0 | [5 empty] | 0 |  |  |  | 1 | S2K | 13 | 2 x T Pannel 3SU
MX609-B | MOTOR CONTROL CABINET | TECH (GALLERY) | 218 | REF DWG | [19 empty] | 0 |  |  |  | 0 | [13 empty] | 0 | [5 empty] | 0 | 1x(20A) |  |  | 0 |  | 13 | 2 x T Pannel 3SU
MX610-A | SINGLE AXIS CONTROLLER | TECH (GALLERY) | 218 | RAILING | [19 empty] | 0 |  |  |  | 0 | [8 empty] | 1 |  |  |  |  | 0 | [5 empty] | 0 |  |  |  | 1 | S2K | 13 | 2 x T Pannel 3SU
MX610-B | MOTOR CONTROL CABINET | TECH (GALLERY) | 218 | REF DWG | [19 empty] | 0 |  |  |  | 0 | [13 empty] | 0 | [5 empty] | 0 | 1x(20A) |  |  | 0 |  | 13 | 2 x T Pannel 3SU
MX611-A | SINGLE AXIS CONTROLLER | TECH (GALLERY) | 218 | RAILING | [19 empty] | 0 |  |  |  | 0 | [8 empty] | 1 |  |  |  |  | 0 | [5 empty] | 0 |  |  |  | 1 | S2K | 13 | 2 x T Pannel 3SU
MX611-B | MOTOR CONTROL CABINET | TECH (GALLERY) | 218 | REF DWG | [19 empty] | 0 |  |  |  | 0 | [13 empty] | 0 | [5 empty] | 0 | 1x(20A) |  |  | 0 |  | 13 | 2 x T Pannel 3SU
MX612-A | SINGLE AXIS CONTROLLER | TECH (GALLERY) | 218 | RAILING | [19 empty] | 0 |  |  |  | 0 | [8 empty] | 1 |  |  |  |  | 0 | [5 empty] | 0 |  |  |  | 1 | S2K | 13 | 2 x T Pannel 3SU
MX612-B | MOTOR CONTROL CABINET | TECH (GALLERY) | 218 | REF DWG | [19 empty] | 0 |  |  |  | 0 | [13 empty] | 0 | [5 empty] | 0 | 1x(20A) |  |  | 0 |  | 13 | 2 x T Pannel 3SU
MX613-A | SINGLE AXIS CONTROLLER | TECH (GALLERY) | 218 | RAILING | [19 empty] | 0 |  |  |  | 0 | [8 empty] | 1 |  |  |  |  | 0 | [5 empty] | 0 |  |  |  | 1 | S2K | 13 | 2 x T Pannel 3SU
MX613-B | MOTOR CONTROL CABINET | TECH (GALLERY) | 218 | REF DWG | [19 empty] | 0 |  |  |  | 0 | [13 empty] | 0 | [5 empty] | 0 | 1x(20A) |  |  | 0 |  | 13 | 2 x T Pannel 3SU
MX614-A | SINGLE AXIS CONTROLLER | TECH (GALLERY) | 218 | RAILING | [19 empty] | 0 |  |  |  | 0 | [8 empty] | 1 |  |  |  |  | 0 | [5 empty] | 0 |  |  |  | 1 | S2K | 14 | 2 x T Pannel 3SU
MX614-B | MOTOR CONTROL CABINET | TECH (GALLERY) | 218 | REF DWG | [19 empty] | 0 |  |  |  | 0 | [13 empty] | 0 | [5 empty] | 0 | 1x(20A) |  |  | 0 |  | 14 | 2 x T Pannel 3SU
MX615-A | SINGLE AXIS CONTROLLER | TECH (GALLERY) | 218 | RAILING | [19 empty] | 0 |  |  |  | 0 | [8 empty] | 1 |  |  |  |  | 0 | [5 empty] | 0 |  |  |  | 1 | S2K | 14 | 2 x T Pannel 3SU
MX615-B | MOTOR CONTROL CABINET | TECH (GALLERY) | 218 | REF DWG | [19 empty] | 0 |  |  |  | 0 | [13 empty] | 0 | [5 empty] | 0 | 1x(20A) |  |  | 0 |  | 14 | 2 x T Pannel 3SU
MX616-A | SINGLE AXIS CONTROLLER | TECH (GALLERY) | 218 | RAILING | [19 empty] | 0 |  |  |  | 0 | [8 empty] | 1 |  |  |  |  | 0 | [5 empty] | 0 |  |  |  | 1 | S2K | 14 | 2 x T Pannel 3SU
MX616-B | MOTOR CONTROL CABINET | TECH (GALLERY) | 218 | REF DWG | [19 empty] | 0 |  |  |  | 0 | [13 empty] | 0 | [5 empty] | 0 | 1x(20A) |  |  | 0 |  | 14 | 2 x T Pannel 3SU
MX617-A | SINGLE AXIS CONTROLLER | TECH (GALLERY) | 218 | RAILING | [19 empty] | 0 |  |  |  | 0 | [8 empty] | 1 |  |  |  |  | 0 | [5 empty] | 0 |  |  |  | 1 | S2K | 14 | 2 x T Pannel 3SU
MX617-B | MOTOR CONTROL CABINET | TECH (GALLERY) | 218 | REF DWG | [19 empty] | 0 |  |  |  | 0 | [13 empty] | 0 | [5 empty] | 0 | 1x(20A) |  |  | 0 |  | 14 | 2 x T Pannel 3SU
MX618-A | SINGLE AXIS CONTROLLER | TECH (GALLERY) | 218 | RAILING | [19 empty] | 0 |  |  |  | 0 | [8 empty] | 1 |  |  |  |  | 0 | [5 empty] | 0 |  |  |  | 1 | S2K | 14 | 2 x T Pannel 3SU
MX618-B | MOTOR CONTROL CABINET | TECH (GALLERY) | 218 | REF DWG | [19 empty] | 0 |  |  |  | 0 | [13 empty] | 0 | [5 empty] | 0 | 1x(20A) |  |  | 0 |  | 14 | 2 x T Pannel 3SU
MX716 | MOTOR | STAGE | G15 | WALL | [19 empty] | 0 |  |  |  | 0 | [8 empty] | 1 |  |  |  |  | 0 | [5 empty] | 0 |  |  |  | 1 | S2K | 14 | 2 x T Pannel 3SU
MX717 | MOTOR | STAGE | G15 | WALL | [19 empty] | 0 |  |  |  | 0 | [8 empty] | 1 |  |  |  |  | 0 | [5 empty] | 0 |  |  |  | 1 | S2K | 14 | 2 x T Pannel 3SU
MX718 | MOTOR | STAGE | G15 | WALL | [19 empty] | 0 |  |  |  | 0 | [8 empty] | 1 |  |  |  |  | 0 | [5 empty] | 0 |  |  |  | 1 | S2K | 14 | 2 x T Pannel 3SU
MX720-A | CHAIN MOTOR (UNDER FLY GALLERY) | STAGE | G15 | SOFFIT | [19 empty] | 0 |  |  |  | 0 | [8 empty] | 1 |  |  |  |  | 0 | [5 empty] | 0 |  |  |  | 1 | S2K | 14 | 2 x T Pannel 3SU
MX720-B | CHAIN MOTOR (UNDER FLY GALLERY) | STAGE | G15 | SOFFIT | [19 empty] | 0 |  |  |  | 0 | [8 empty] | 1 |  |  |  |  | 0 | [5 empty] | 0 |  |  |  | 1 | S2K | 14 | 2 x T Pannel 3SU
MX721-A | CHAIN MOTOR (UNDER FLY GALLERY) | STAGE | G15 | SOFFIT | [19 empty] | 0 |  |  |  | 0 | [8 empty] | 1 |  |  |  |  | 0 | [5 empty] | 0 |  |  |  | 1 | S2K | 14 | 2 x T Pannel 3SU
MX721-B | CHAIN MOTOR (UNDER FLY GALLERY) | STAGE | G15 | SOFFIT | [19 empty] | 0 |  |  |  | 0 | [8 empty] | 1 |  |  |  |  | 0 | [5 empty] | 0 |  |  |  | 1 | S2K | 14 | 2 x T Pannel 3SU
MX851A | SPEAKER (ARRAY) CHAIN MOTOR | FORESTAGE GRID |  | CEILING | [19 empty] | 0 |  |  |  | 0 | [8 empty] | 1 |  |  |  |  | 0 | [5 empty] | 0 |  |  |  | 1 | S2K | 15 | 2 x T Pannel 3SU
MX851B | SPEAKER (SUBS) CHAIN MOTOR | FORESTAGE GRID |  | CEILING | [19 empty] | 0 |  |  |  | 0 | [8 empty] | 1 |  |  |  |  | 0 | [5 empty] | 0 |  |  |  | 1 | S2K | 16 | 2 x T Pannel 3SU
MX852 | SPEAKER CHAIN MOTOR (FUTURE) | FORESTAGE GRID |  | CEILING | [19 empty] | 0 |  |  |  | 0 | [8 empty] | 1 |  |  |  |  | 0 | [5 empty] | 0 |  |  |  | 1 | S2K | 16 | 2 x T Pannel 3SU
MX853 | SPEAKER CHAIN MOTOR (FUTURE) | FORESTAGE GRID |  | CEILING | [19 empty] | 0 |  |  |  | 0 | [8 empty] | 1 |  |  |  |  | 0 | [5 empty] | 0 |  |  |  | 1 | S2K | 16 | 2 x T Pannel 3SU
MX854 | SPEAKER CHAIN MOTOR (FUTURE) | FORESTAGE GRID |  | CEILING | [19 empty] | 0 |  |  |  | 0 | [8 empty] | 1 |  |  |  |  | 0 | [5 empty] | 0 |  |  |  | 1 | S2K | 17 | 2 x T Pannel 3SU
MX855A | SPEAKER (ARRAY) CHAIN MOTOR | FORESTAGE GRID |  | CEILING | [19 empty] | 0 |  |  |  | 0 | [8 empty] | 1 |  |  |  |  | 0 | [5 empty] | 0 |  |  |  | 1 | S2K | 18 | 2 x T Pannel 3SU | 492
MX855B | SPEAKER (SUBS) CHAIN MOTOR | FORESTAGE GRID |  | CEILING | [19 empty] | 0 |  |  |  | 0 | [8 empty] | 1 |  |  |  |  | 0 | [5 empty] | 0 |  |  |  | 1 | S2K | 22 | 3 x T Pannel 3SU
MX856 | ORCH BAR CHAIN MOTOR | FORESTAGE GRID |  | CEILING | [19 empty] | 0 |  |  |  | 0 | [8 empty] | 1 |  |  |  |  | 0 | [5 empty] | 0 |  |  |  | 1 | S2K | 22 | 3 x T Pannel 3SU | 6
MX857 | ORCH BAR CHAIN MOTOR | FORESTAGE GRID |  | CEILING | [19 empty] | 0 |  |  |  | 0 | [8 empty] | 1 |  |  |  |  | 0 | [5 empty] | 0 |  |  |  | 1 | S2K | 36 | 4 x T Pannel 3SU
MX901 | MOTOR | STAGE | G15 | WALL | [19 empty] | 0 |  |  |  | 0 | [8 empty] | 1 |  |  |  |  | 0 | [5 empty] | 0 |  |  |  | 1 | S2K | 36 | 4 x T Pannel 3SU
MX902 | MOTOR | STAGE | G15 | WALL | [19 empty] | 0 |  |  |  | 0 | [8 empty] | 1 |  |  |  |  | 0 | [5 empty] | 0 |  |  |  | 1 | S2K | 36 | 4 x T Pannel 3SU
MX903 | MOTOR | STAGE | G15 | WALL | [19 empty] | 0 |  |  |  | 0 | [8 empty] | 1 |  |  |  |  | 0 | [5 empty] | 0 |  |  |  | 1 | S2K | 36 | 4 x T Pannel 3SU
MX904 | MOTOR | STAGE | G15 | WALL | [19 empty] | 0 |  |  |  | 0 | [8 empty] | 1 |  |  |  |  | 0 | [5 empty] | 0 |  |  |  | 1 | S2K | 36 | 4 x T Pannel 3SU
MX905 | MOTOR | STAGE | G15 | WALL | [19 empty] | 0 |  |  |  | 0 | [8 empty] | 1 |  |  |  |  | 0 | [5 empty] | 0 |  |  |  | 1 | S2K | 36 | 4 x T Pannel 3SU
MX906 | MOTOR | STAGE | G15 | WALL | [19 empty] | 0 |  |  |  | 0 | [8 empty] | 1 |  |  |  |  | 0 | [5 empty] | 0 |  |  |  | 1 | S2K | 36 | 4 x T Pannel 3SU
MX907 | MOTOR | STAGE | G15 | WALL | [19 empty] | 0 |  |  |  | 0 | [8 empty] | 1 |  |  |  |  | 0 | [5 empty] | 0 |  |  |  | 1 | S2K | 36 | 4 x T Pannel 3SU | 32
MX908 | MOTOR | STAGE | G15 | WALL | [19 empty] | 0 |  |  |  | 0 | [8 empty] | 1 |  |  |  |  | 0 | [5 empty] | 0 |  |  |  | 1 | S2K | 37 | Rack
MX909 | MOTOR | STAGE | G15 | WALL | [19 empty] | 0 |  |  |  | 0 | [8 empty] | 1 |  |  |  |  | 0 | [5 empty] | 0 |  |  |  | 1 | S2K | 45 | Rack
MX910 | MOTOR | STAGE | G15 | WALL | [19 empty] | 0 |  |  |  | 0 | [8 empty] | 1 |  |  |  |  | 0 | [5 empty] | 0 |  |  |  | 1 | S2K | 45 | Rack
MX911 | MOTOR | STAGE | G15 | WALL | [19 empty] | 0 |  |  |  | 0 | [8 empty] | 1 |  |  |  |  | 0 | [5 empty] | 0 |  |  |  | 1 | S2K | 9 | T Pannel 3SU
MX912 | MOTOR | STAGE | G15 | WALL | [19 empty] | 0 |  |  |  | 0 | [8 empty] | 1 |  |  |  |  | 0 | [5 empty] | 0 |  |  |  | 1 | S2K | 9 | T Pannel 3SU
MX913 | MOTOR | STAGE | G15 | WALL | [19 empty] | 0 |  |  |  | 0 | [8 empty] | 1 |  |  |  |  | 0 | [5 empty] | 0 |  |  |  | 1 | S2K | 10 | T Pannel 3SU
MX914 | MOTOR | STAGE | G15 | WALL | [19 empty] | 0 |  |  |  | 0 | [8 empty] | 1 |  |  |  |  | 0 | [5 empty] | 0 |  |  |  | 1 | S2K | 10 | T Pannel 3SU | 4
MX915 | MOTOR | STAGE | G15 | WALL | [19 empty] | 0 |  |  |  | 0 | [8 empty] | 1 |  |  |  |  | 0 | [5 empty] | 0 |  |  |  | 1 | S2K | 0
BACK OF HOUSE | [23 empty] | 0 |  |  |  | 0 | [13 empty] | 0 | [5 empty] | 0 | [5 empty] | 0
BS201 | SCREEN | PRINC. DR. RM. 1 G26 |  | 2000 | [6 empty] | 1 |  | 1 | [10 empty] | 0 |  |  |  | 0 | [13 empty] | 0 | [5 empty] | 0 | 1 |  |  | 2 | S2K | 0
BS202 | VOL CTRL | PRINC. DR. RM. 1 G26 |  | 1200 | [8 empty] | 1 | [10 empty] | 0 |  |  |  | 0 | 1 | [12 empty] | 0 | [5 empty] | 0 |  |  |  | 2 | S2K | 0
BS203 | SCREEN | MULTI-PURPOSE RM/GREEG32 |  | 2000 | [6 empty] | 1 |  | 1 | [10 empty] | 0 |  |  |  | 0 | [13 empty] | 0 | [5 empty] | 0 | 1 |  |  | 2 | S2K | 0
BS204 | VOL CTRL | MULTI-PURPOSE RM/GREEG32 |  | 1200 | [8 empty] | 1 | [10 empty] | 0 |  |  |  | 0 | 1 | [12 empty] | 0 | [5 empty] | 0 |  |  |  | 2 | S2K | 0
BS205 | SCREEN | DR. RM. G39 |  | 2000 | [6 empty] | 1 |  | 1 | [10 empty] | 0 |  |  |  | 0 | [13 empty] | 0 | [5 empty] | 0 | 1 |  |  | 2 | S2K | 0
BS206 | VOL CTRL | DR. RM. G39 |  | 1200 | [8 empty] | 1 | [10 empty] | 0 |  |  |  | 0 | 1 | [12 empty] | 0 | [5 empty] | 0 |  |  |  | 2 | S2K | 0
BS207 | SCREEN | DR. RM. G29 |  | 2000 | [6 empty] | 1 |  | 1 | [10 empty] | 0 |  |  |  | 0 | [13 empty] | 0 | [5 empty] | 0 | 1 |  |  | 2 | S2K | 0
BS208 | VOL CTRL | DR. RM. G29 |  | 1200 | [8 empty] | 1 | [10 empty] | 0 |  |  |  | 0 | 1 | [12 empty] | 0 | [5 empty] | 0 |  |  |  | 2 | S2K | 0
BS209 | SCREEN | PRINC. DR. RM. 2 G20 |  | 2000 | [6 empty] | 1 |  | 1 | [10 empty] | 0 |  |  |  | 0 | [13 empty] | 0 | [5 empty] | 0 | 1 |  |  | 2 | S2K | 0
BS210 | VOL CTRL | PRINC. DR. RM. 2 G20 |  | 1200 | [8 empty] | 1 | [10 empty] | 0 |  |  |  | 0 | 1 | [12 empty] | 0 | [5 empty] | 0 |  |  |  | 2 | S2K | 0
BS211 | SCREEN | STAGE DOOR G41 |  | 2000 | [6 empty] | 1 |  | 1 | [10 empty] | 0 |  |  |  | 0 | [13 empty] | 0 | [5 empty] | 0 | 1 |  |  | 2 | S2K | 0
BS212 | VOL CTRL | STAGE DOOR G41 |  | 1200 | [8 empty] | 1 | [10 empty] | 0 |  |  |  | 0 | 1 | [12 empty] | 0 | [5 empty] | 0 |  |  |  | 2 | S2K | 0
BS213 | SCREEN | LOBBY G44 |  | 2000 | [6 empty] | 1 |  | 1 | [10 empty] | 0 |  |  |  | 0 | [13 empty] | 0 | [5 empty] | 0 | 1 |  |  | 2 | S2K | 0
BS214 | SCREEN | SCENE DOCK G24 |  | 2500 | [6 empty] | 1 |  | 1 | [10 empty] | 0 |  |  |  | 0 | [13 empty] | 0 | [5 empty] | 0 | 1 |  |  | 2 | S2K | 0
BS215 | SCREEN | WORKSHOP G35 |  | 2000 | [6 empty] | 1 |  | 1 | [10 empty] | 0 |  |  |  | 0 | [13 empty] | 0 | [5 empty] | 0 | 1 |  |  | 2 | S2K | 0
BS216 | VOL CTRL | WORKSHOP G35 |  | 1200 | [8 empty] | 1 | [10 empty] | 0 |  |  |  | 0 | 1 | [12 empty] | 0 | [5 empty] | 0 |  |  |  | 2 | S2K | 0
BS217 | TECH PANEL | WORKSHOP G35 |  | 1200 | 6 | [5 empty] | 2 |  | 1 |  | 2 |  | 2 |  | 2 |  | 1 |  |  | 0 |  |  |  | 0 |  |  |  |  | 2 | [8 empty] | 0 |  |  | 1 |  |  | 0 | 4 | 3 | 1 | 18 | 2 x T Pannel 3SU | 0
BS218 | TECH PANEL | SCENE DOCK G24 |  | 500 | 4 | [5 empty] | 2 |  |  |  | 2 |  | 2 |  | 2 |  | 1 |  |  | 0 |  |  |  | 0 |  |  |  |  | 2 | [8 empty] | 0 | [5 empty] | 0 | 2 | 2 | 4 | 15 | 2 x T Pannel 3SU | 0
BS401 | SCREEN | VENUE MAN. OFFICE 102 |  | 2000 | [6 empty] | 1 |  | 1 | [10 empty] | 0 |  |  |  | 0 | [13 empty] | 0 | [5 empty] | 0 | 1 |  |  | 2 | S2K | 0
BS402 | TECH PANEL | VENUE MAN. OFFICE 102 |  | 1100 | [8 empty] | 1 | [5 empty] | 1 |  |  |  |  | 0 |  |  |  | 0 | [13 empty] | 0 | [5 empty] | 0 |  |  |  | 2 | S2K | 0
BS601 | VOL CTRL | GUEST DRESS ROOM 212 |  | 1200 | [8 empty] | 1 | [10 empty] | 0 |  |  |  | 0 | 1 | [12 empty] | 0 | [5 empty] | 0 |  |  |  | 2 | S2K
CONFERENCE | [23 empty] | 0 |  |  |  | 0 | [13 empty] | 0 | [5 empty] | 0 |  |  |  | 0 |  | 0
CN601 | AV CONTROL | CONFERENCE 1 | 206 | 1100 | 1 | [7 empty] | 1 | [10 empty] | 0 |  |  |  | 0 | [13 empty] | 0 | [5 empty] | 0 |  |  |  | 2 | S2K | 1 | S2K
CN611 | TECH PANEL | CONFERENCE 1 | 206 | 300 | 4 | [5 empty] | 4 |  |  |  | 8 |  | 8 |  | 2 |  | 1 |  |  | 0 |  |  |  | 0 |  |  |  |  | 2 | [8 empty] | 0 |  |  | 2 |  |  | 0 | 2 | 2 |  | 29 | 3 x T Pannel 3SU | 1 | S2K
CN612 | TECH PANEL | CONFERENCE 1 | 206 | 0 | 4 | [5 empty] | 4 |  |  |  | 8 |  | 8 |  | 2 |  | 1 |  |  | 0 |  |  |  | 0 |  |  |  |  | 2 | [8 empty] | 0 |  |  | 2 |  |  | 0 | 2 | 2 | 1 | 29 | 3 x T Pannel 3SU | 1 | S2K
CN651 | AV CONTROL | CONFERENCE 2 | 205 | 1100 | 1 | [7 empty] | 1 | [10 empty] | 0 |  |  |  | 0 | [13 empty] | 0 | [5 empty] | 0 |  |  |  | 2 | S2K | 1 | S2K
CN661 | TECH PANEL | CONFERENCE 2 | 205 | 0 | 4 | [5 empty] | 4 |  |  |  | 8 |  | 8 |  | 2 |  | 1 |  |  | 0 |  |  |  | 0 |  |  |  |  | 2 | [8 empty] | 0 |  |  | 2 |  |  | 0 | 2 | 2 | 1 | 29 | 3 x T Pannel 3SU | 1 | S2K
CN662 | TECH PANEL | CONFERENCE 2 | 205 | 0 | 4 | [5 empty] | 4 |  |  |  | 8 |  | 8 |  | 2 |  | 1 |  |  | 0 |  |  |  | 0 |  |  |  |  | 2 | [8 empty] | 0 |  |  | 2 |  |  | 0 | 2 | 2 |  | 29 | 3 x T Pannel 3SU | 1 | S2K
CN701 | LIGHTING | CONFERENCE 1 | 206 | PIPE GRID | 1 | [18 empty] | 0 |  |  |  | 0 |  |  |  |  | 2 | [8 empty] | 0 |  |  | 4 |  |  | 0 |  |  |  | 3 | S2K | 1 | S2K
CN702 | LIGHTING | CONFERENCE 1 | 206 | PIPE GRID | 1 | [18 empty] | 0 |  |  |  | 0 |  |  |  |  | 2 | [8 empty] | 0 |  |  | 4 |  |  | 0 | 1 |  |  | 3 | S2K | 1 | S2K
CN703 | LIGHTING | CONFERENCE 1 | 206 | PIPE GRID | 1 | [18 empty] | 0 |  |  |  | 0 |  |  |  |  | 2 | [8 empty] | 0 |  |  | 4 |  |  | 0 |  |  |  | 3 | S2K | 1 | S2K
CN704 | LIGHTING | CONFERENCE 1 | 206 | PIPE GRID | 1 | [18 empty] | 0 |  |  |  | 0 |  |  |  |  | 2 | [8 empty] | 0 |  |  | 4 |  |  | 0 | 1 |  |  | 3 | S2K | 2 | S2K
CN705 | LIGHTING | CONFERENCE 1 | 206 | PIPE GRID | 1 | [18 empty] | 0 |  |  |  | 0 |  |  |  |  | 2 | [8 empty] | 0 |  |  | 4 |  |  | 0 |  |  |  | 3 | S2K | 2 | S2K
CN706 | LIGHTING | CONFERENCE 1 | 206 | PIPE GRID | 1 | [18 empty] | 0 |  |  |  | 0 |  |  |  |  | 2 | [8 empty] | 0 |  |  | 4 |  |  | 0 | 1 |  |  | 3 | S2K | 2 | S2K
CN707 | LIGHTING | CONFERENCE 1 | 206 | PIPE GRID | 1 | [18 empty] | 0 |  |  |  | 0 |  |  |  |  | 2 | [8 empty] | 0 |  |  | 4 |  |  | 0 |  |  |  | 3 | S2K | 3 | S2K
CN708 | LIGHTING | CONFERENCE 1 | 206 | PIPE GRID | 1 | [11 empty] | 1 |  | 1 |  |  |  |  | 0 |  |  |  | 0 |  |  |  |  | 2 | [8 empty] | 0 |  |  | 4 |  |  | 0 |  | 1 |  | 5 | 2 x S2K | 3 | S2K
CN711 | SPEAKER POINT | CONFERENCE 1 | 206 | PIPE GRID | 1 | [5 empty] | 1 | [5 empty] | 1 |  | 1 |  |  |  |  | 0 |  |  |  | 0 | [13 empty] | 0 | [5 empty] | 0 |  | 1 |  | 4 | S2K | 3 | S2K
CN712 | SPEAKER POINT | CONFERENCE 1 | 206 | PIPE GRID | 1 | [5 empty] | 1 | [5 empty] | 1 |  | 1 |  |  |  |  | 0 |  |  |  | 0 | [13 empty] | 0 | [5 empty] | 0 |  | 1 |  | 4 | S2K | 3 | S2K
CN713 | SPEAKER POINT | CONFERENCE 1 | 206 | PIPE GRID | 1 | [5 empty] | 1 | [5 empty] | 1 |  | 1 |  |  |  |  | 0 |  |  |  | 0 | [13 empty] | 0 | [5 empty] | 0 |  | 1 |  | 4 | S2K | 3 | S2K
CN714 | SPEAKER POINT | CONFERENCE 1 | 206 | PIPE GRID | 1 | [5 empty] | 1 | [5 empty] | 1 |  | 1 |  |  |  |  | 0 |  |  |  | 0 | [13 empty] | 0 | [5 empty] | 0 |  | 1 |  | 4 | S2K | 3 | S2K
CN721A | PROJECTOR | CONFERENCE 1 | 206 | PIPE GRID | 1 | [5 empty] | 1 |  | 1 | [10 empty] | 0 |  |  |  | 0 | [13 empty] | 0 | [5 empty] | 0 |  | 1 |  | 3 | S2K | 3 | S2K
CN721B | PROJECTOR | CONFERENCE 1 | 206 | PIPE GRID | 1 | [5 empty] | 1 |  | 1 | [10 empty] | 0 |  |  |  | 0 | [13 empty] | 0 | [5 empty] | 0 |  | 1 |  | 3 | S2K | 3 | S2K
CN722 | PROJECTION SCREEN | CONFERENCE 1 | 206 | PIPE GRID | [8 empty] | 1 | [10 empty] | 0 |  |  |  | 0 | [13 empty] | 0 | [5 empty] | 0 | 1 |  |  | 1 | S2K | 3 | S2K
CN723 | PROJECTION SCREEN | CONFERENCE 1 | 206 | PIPE GRID | [8 empty] | 1 | [10 empty] | 0 |  |  |  | 0 | [13 empty] | 0 | [5 empty] | 0 | 1 |  |  | 1 | S2K | 3 | S2K
CN724 | PROJECTION SCREEN | CONFERENCE 1 | 206 | PIPE GRID | [8 empty] | 1 | [10 empty] | 0 |  |  |  | 0 | [13 empty] | 0 | [5 empty] | 0 | 1 |  |  | 1 | S2K | 3 | S2K
CN751 | LIGHTING | CONFERENCE 2 | 205 | PIPE GRID | 1 | [18 empty] | 0 |  |  |  | 0 |  |  |  |  | 2 | [8 empty] | 0 |  |  | 4 |  |  | 0 |  |  |  | 3 | S2K | 3 | S2K
CN752 | LIGHTING | CONFERENCE 2 | 205 | PIPE GRID | 1 | [18 empty] | 0 |  |  |  | 0 |  |  |  |  | 2 | [8 empty] | 0 |  |  | 4 |  |  | 0 | 1 |  |  | 3 | S2K | 3 | S2K
CN753 | LIGHTING | CONFERENCE 2 | 205 | PIPE GRID | 1 | [18 empty] | 0 |  |  |  | 0 |  |  |  |  | 2 | [8 empty] | 0 |  |  | 4 |  |  | 0 |  |  |  | 3 | S2K | 3 | S2K
CN754 | LIGHTING | CONFERENCE 2 | 205 | PIPE GRID | 1 | [18 empty] | 0 |  |  |  | 0 |  |  |  |  | 2 | [8 empty] | 0 |  |  | 4 |  |  | 0 | 1 |  |  | 3 | S2K | 3 | S2K
CN755 | LIGHTING | CONFERENCE 2 | 205 | PIPE GRID | 1 | [18 empty] | 0 |  |  |  | 0 |  |  |  |  | 2 | [8 empty] | 0 |  |  | 4 |  |  | 0 |  |  |  | 3 | S2K | 3 | S2K
CN756 | LIGHTING | CONFERENCE 2 | 205 | PIPE GRID | 1 | [18 empty] | 0 |  |  |  | 0 |  |  |  |  | 2 | [8 empty] | 0 |  |  | 4 |  |  | 0 | 1 |  |  | 3 | S2K | 3 | S2K
CN757 | LIGHTING | CONFERENCE 2 | 205 | PIPE GRID | 1 | [18 empty] | 0 |  |  |  | 0 |  |  |  |  | 2 | [8 empty] | 0 |  |  | 4 |  |  | 0 |  |  |  | 3 | S2K | 3 | S2K
CN758 | LIGHTING | CONFERENCE 2 | 205 | PIPE GRID | 1 | [11 empty] | 1 |  | 1 |  |  |  |  | 0 |  |  |  | 0 |  |  |  |  | 2 | [8 empty] | 0 |  |  | 4 |  |  | 0 |  | 1 |  | 5 | 2 x S2K | 3 | S2K
CN761 | SPEAKER POINT | CONFERENCE 2 | 205 | PIPE GRID | 1 | [5 empty] | 1 | [5 empty] | 1 |  | 1 |  |  |  |  | 0 |  |  |  | 0 | [13 empty] | 0 | [5 empty] | 0 |  | 1 |  | 4 | S2K | 3 | S2K
CN762 | SPEAKER POINT | CONFERENCE 2 | 205 | PIPE GRID | 1 | [5 empty] | 1 | [5 empty] | 1 |  | 1 |  |  |  |  | 0 |  |  |  | 0 | [13 empty] | 0 | [5 empty] | 0 |  | 1 |  | 4 | S2K | 3 | S2K
CN763 | SPEAKER POINT | CONFERENCE 2 | 205 | PIPE GRID | 1 | [5 empty] | 1 | [5 empty] | 1 |  | 1 |  |  |  |  | 0 |  |  |  | 0 | [13 empty] | 0 | [5 empty] | 0 |  | 1 |  | 4 | S2K | 3 | S2K
CN764 | SPEAKER POINT | CONFERENCE 2 | 205 | PIPE GRID | 1 | [5 empty] | 1 | [5 empty] | 1 |  | 1 |  |  |  |  | 0 |  |  |  | 0 | [13 empty] | 0 | [5 empty] | 0 |  | 1 |  | 4 | S2K | 3 | S2K
CN771A | PROJECTOR | CONFERENCE 2 | 205 | PIPE GRID | 1 | [5 empty] | 1 |  | 1 | [10 empty] | 0 |  |  |  | 0 | [13 empty] | 0 | [5 empty] | 0 |  | 1 |  | 3 | S2K | 3 | S2K
CN771B | PROJECTOR | CONFERENCE 2 | 205 | PIPE GRID | 1 | [5 empty] | 1 |  | 1 | [10 empty] | 0 |  |  |  | 0 | [13 empty] | 0 | [5 empty] | 0 |  | 1 |  | 3 | S2K | 3 | S2K
CN772 | PROJECTION SCREEN | CONFERENCE 2 | 205 | PIPE GRID | [8 empty] | 1 | [10 empty] | 0 |  |  |  | 0 | [13 empty] | 0 | [5 empty] | 0 | 1 |  |  | 1 | S2K | 3 | S2K
CN773 | PROJECTION SCREEN | CONFERENCE 2 | 205 | PIPE GRID | [8 empty] | 1 | [10 empty] | 0 |  |  |  | 0 | [13 empty] | 0 | [5 empty] | 0 | 1 |  |  | 1 | S2K | 3 | S2K
CN774 | PROJECTION SCREEN | CONFERENCE 2 | 205 | PIPE GRID | [8 empty] | 1 | [10 empty] | 0 |  |  |  | 0 | [13 empty] | 0 | [5 empty] | 0 | 1 |  |  | 1 | S2K | 3 | S2K
DIM602 | DIMMER RACK | FURNITURE STORE | 209 | REF DWG | [16 empty] | 1 |  |  | 0 |  |  |  | 0 |  |  |  |  | 4 | [8 empty] | 0 | [5 empty] | 0 |  |  | 7 | 5 | 2 x S2K | 3 | S2K
ER601 | EQPT RACK | FURNITURE STORE | 209 | 0 | 5 |  | 1 | [16 empty] | 0 |  |  |  | 0 | [13 empty] | 0 | [5 empty] | 0 | 2x(20A) | 2x(20A) |  | 6 | 2 x S2K | 3 | S2K
ER601 | EQPT RACK | FURNITURE STORE | 209 | 0 | 5 |  | 1 | [16 empty] | 0 |  |  |  | 0 | [13 empty] | 0 | [5 empty] | 0 | 2x(20A) | 2x(20A) |  | 6 | 2 x S2K | 3 | S2K
BREAK OUT | [23 empty] | 0 |  |  |  | 0 | [13 empty] | 0 | [5 empty] | 0 |  |  |  | 0 |  | 3 | S2K
BR701 | LIGHTING | BREAK OUT | 204 | CEILING | 1 | [5 empty] | 1 | [5 empty] | 2 |  | 1 |  |  |  |  | 0 |  |  |  | 0 |  |  |  |  | 2 | [8 empty] | 0 |  |  | 2 |  |  | 0 | 1 | 1 |  | 7 | 2 x S2K | 3 | S2K
BR702 | LIGHTING | BREAK OUT | 204 | CEILING | 1 | [5 empty] | 1 | [7 empty] | 1 |  |  |  |  | 0 |  |  |  | 0 |  |  |  |  | 2 | [8 empty] | 0 |  |  | 2 |  |  | 0 | 1 | 1 |  | 5 | 2 x S2K | 3 | S2K
BR703 | LIGHTING | BREAK OUT | 204 | CEILING | 1 | [5 empty] | 1 | [7 empty] | 1 |  |  |  |  | 0 |  |  |  | 0 |  |  |  |  | 2 | [8 empty] | 0 |  |  | 2 |  |  | 0 | 1 | 1 |  | 5 | 2 x S2K | 3 | S2K
BR704 | LIGHTING | BREAK OUT | 204 | CEILING | 1 | [5 empty] | 1 | [5 empty] | 2 |  | 1 |  |  |  |  | 0 |  |  |  | 0 |  |  |  |  | 2 | [8 empty] | 0 |  |  | 2 |  |  | 0 | 1 | 1 |  | 7 | 2 x S2K | 3 | S2K
REHEARSAL | [23 empty] | 0 |  |  |  | 0 | [13 empty] | 0 | [5 empty] | 0 |  |  |  | 0 |  | 3 | S2K
RH601 | AV CONTROL | REHEARSAL | 203 | 1100 | 1 | [7 empty] | 1 | [10 empty] | 0 |  |  |  | 0 | [13 empty] | 0 | [5 empty] | 0 |  |  |  | 2 | S2K | 3 | S2K
RH611 | TECH PANEL | REHEARSAL | 203 | 300 | 4 | [5 empty] | 4 |  |  |  | 8 |  | 8 |  | 2 |  | 1 |  |  | 0 |  |  |  | 0 |  |  |  |  | 2 | [8 empty] | 0 |  |  | 2 |  |  | 0 | 1 | 1 |  | 29 | 3 x T Pannel 3SU | 3 | S2K
RH612 | TECH PANEL | REHEARSAL | 203 | 300 | 4 | [5 empty] | 4 |  |  |  | 8 |  | 8 |  | 2 |  | 1 |  |  | 0 |  |  |  | 0 |  |  |  |  | 2 | [8 empty] | 0 |  |  | 2 |  |  | 0 | 1 | 1 | 1 | 29 | 3 x T Pannel 3SU | 3 | S2K
RH613 | TECH PANEL | REHEARSAL | 203 | 0 | 4 | [5 empty] | 4 |  |  |  | 8 |  | 8 |  | 2 |  | 1 |  |  | 0 |  |  |  | 0 |  |  |  |  | 2 | [8 empty] | 0 |  |  | 2 |  |  | 0 | 1 | 1 |  | 29 | 3 x T Pannel 3SU | 3 | S2K
RH701 | LIGHITNG | REHEARSAL | 203 | PIPE GRID | 1 | [18 empty] | 0 |  |  |  | 0 |  |  |  |  | 2 | [8 empty] | 0 |  |  | 4 |  |  | 0 |  |  |  | 3 | S2K | 4 | S2K
RH702 | LIGHITNG | REHEARSAL | 203 | PIPE GRID | 1 | [18 empty] | 0 |  |  |  | 0 |  |  |  |  | 2 | [8 empty] | 0 |  |  | 4 |  |  | 0 | 1 |  |  | 3 | S2K | 4 | S2K
RH703 | LIGHITNG | REHEARSAL | 203 | PIPE GRID | 1 | [18 empty] | 0 |  |  |  | 0 |  |  |  |  | 2 | [8 empty] | 0 |  |  | 4 |  |  | 0 |  |  |  | 3 | S2K | 4 | S2K
RH704 | LIGHITNG | REHEARSAL | 203 | PIPE GRID | 1 | [18 empty] | 0 |  |  |  | 0 |  |  |  |  | 2 | [8 empty] | 0 |  |  | 4 |  |  | 0 | 1 |  |  | 3 | S2K | 4 | S2K
RH705 | LIGHITNG | REHEARSAL | 203 | PIPE GRID | 1 | [18 empty] | 0 |  |  |  | 0 |  |  |  |  | 2 | [8 empty] | 0 |  |  | 4 |  |  | 0 |  |  |  | 3 | S2K | 4 | S2K
RH706 | LIGHITNG | REHEARSAL | 203 | PIPE GRID | 1 | [18 empty] | 0 |  |  |  | 0 |  |  |  |  | 2 | [8 empty] | 0 |  |  | 4 |  |  | 0 | 1 |  |  | 3 | S2K | 4 | S2K
RH707 | LIGHITNG | REHEARSAL | 203 | PIPE GRID | 1 | [18 empty] | 0 |  |  |  | 0 |  |  |  |  | 2 | [8 empty] | 0 |  |  | 4 |  |  | 0 |  |  |  | 3 | S2K | 4 | S2K
RH708 | LIGHITNG | REHEARSAL | 203 | PIPE GRID | 1 | [11 empty] | 1 |  | 1 |  |  |  |  | 0 |  |  |  | 0 |  |  |  |  | 2 | [8 empty] | 0 |  |  | 4 |  |  | 0 |  | 1 |  | 5 | 2 x S2K | 4 | S2K
RH711 | SPEAKER POINT | REHEARSAL | 203 | PIPE GRID | 1 | [5 empty] | 1 | [5 empty] | 1 |  | 1 |  |  |  |  | 0 |  |  |  | 0 | [13 empty] | 0 | [5 empty] | 0 |  | 1 |  | 4 | S2K | 4 | S2K
RH712 | SPEAKER POINT | REHEARSAL | 203 | PIPE GRID | 1 | [5 empty] | 1 | [5 empty] | 1 |  | 1 |  |  |  |  | 0 |  |  |  | 0 | [13 empty] | 0 | [5 empty] | 0 |  | 1 |  | 4 | S2K | 4 | S2K
RH713 | SPEAKER POINT | REHEARSAL | 203 | PIPE GRID | 1 | [5 empty] | 1 | [5 empty] | 1 |  | 1 |  |  |  |  | 0 |  |  |  | 0 | [13 empty] | 0 | [5 empty] | 0 |  | 1 |  | 4 | S2K | 4 | S2K
RH714 | SPEAKER POINT | REHEARSAL | 203 | PIPE GRID | 1 | [5 empty] | 1 | [5 empty] | 1 |  | 1 |  |  |  |  | 0 |  |  |  | 0 | [13 empty] | 0 | [5 empty] | 0 |  | 1 |  | 4 | S2K | 4 | S2K
RH731A | PROJECTOR | REHEARSAL | 203 | PIPE GRID | 1 | [5 empty] | 1 |  | 1 | [10 empty] | 0 |  |  |  | 0 | [13 empty] | 0 | [5 empty] | 0 |  | 1 |  | 3 | S2K | 4 | S2K
RH731B | PROJECTOR | REHEARSAL | 203 | PIPE GRID | 1 | [5 empty] | 1 |  | 1 | [10 empty] | 0 |  |  |  | 0 | [13 empty] | 0 | [5 empty] | 0 |  | 1 |  | 3 | S2K | 4 | S2K
RH732 | PROJECTION SCREEN | REHEARSAL | 203 | PIPE GRID | [8 empty] | 1 | [10 empty] | 0 |  |  |  | 0 | [13 empty] | 0 | [5 empty] | 0 | 1 |  |  | 1 | S2K | 4 | S2K
RH733 | PROJECTION SCREEN | REHEARSAL | 203 | PIPE GRID | [8 empty] | 1 | [10 empty] | 0 |  |  |  | 0 | [13 empty] | 0 | [5 empty] | 0 | 1 |  |  | 1 | S2K | 4 | S2K
RH734 | PROJECTION SCREEN | REHEARSAL | 203 | PIPE GRID | [8 empty] | 1 | [10 empty] | 0 |  |  |  | 0 | [13 empty] | 0 | [5 empty] | 0 | 1 |  |  | 1 | S2K | 4 | S2K
FRONT OF HOUSE | [23 empty] | 0 |  |  |  | 0 | [13 empty] | 0 | [5 empty] | 0 |  |  |  | 0 |  | 4 | S2K
ER211 | EQUIP RACK | CLOAK ROOM | G07 | 0 | 5 |  | 1 | [16 empty] | 0 |  |  |  | 0 | [13 empty] | 0 | [5 empty] | 0 | 2x(20A) | 2x(20A) |  | 6 | 2 x S2K | 4 | S2K
ER211 | EQUIP RACK | CLOAK ROOM | G07 | 0 | 5 |  | 1 | [16 empty] | 0 |  |  |  | 0 | [13 empty] | 0 | [5 empty] | 0 | 2x(20A) | 2x(20A) |  | 6 | 2 x S2K | 4 | S2K
FY201 | TECH PANEL | FUNCTION/FOYER | G01 | 0 | 2 | [5 empty] | 2 |  | 1 |  | 2 |  | 2 |  | 1 |  |  |  |  | 0 |  |  |  | 0 | [13 empty] | 0 | [5 empty] | 0 | 1 | 1 |  | 10 | T Pannel 3SU | 4 | S2K
FY202 | TECH PANEL | FUNCTION/FOYER | G01 | 300 | 2 | [5 empty] | 2 |  | 1 |  | 2 |  | 2 |  | 1 |  |  |  |  | 0 |  |  |  | 0 | [13 empty] | 0 | [5 empty] | 0 | 1 | 1 |  | 10 | T Pannel 3SU | 4 | S2K
FY211 | TECH PANEL | FUNCTION/FOYER | G01 | 0 | 2 | [5 empty] | 2 |  | 1 |  | 2 |  | 4 |  | 2 |  |  |  |  | 0 |  |  |  | 0 | [13 empty] | 0 | [5 empty] | 0 | 1 | 1 | 1 | 13 | 2 x T Pannel 3SU | 4 | S2K
FY212 | NOT USED | [22 empty] | 0 |  |  |  | 0 | [13 empty] | 0 | [5 empty] | 0 |  |  |  | 0 |  | 4 | S2K
FY213 | TECH PANEL | FUNCTION/FOYER | G01 | 0 | 2 | [5 empty] | 2 |  | 1 |  | 2 |  | 4 |  | 2 |  |  |  |  | 0 |  |  |  | 0 | [13 empty] | 0 | [5 empty] | 0 | 1 | 1 | 1 | 13 | 2 x T Pannel 3SU | 4 | S2K
FY214 | TECH PANEL | FUNCTION/FOYER | G01 | 0 | 2 | [5 empty] | 2 |  | 1 |  | 2 |  | 4 |  | 2 |  |  |  |  | 0 |  |  |  | 0 | [13 empty] | 0 | [5 empty] | 0 | 1 | 1 |  | 13 | 2 x T Pannel 3SU | 4 | S2K
FY221 | SCREEN | FUNCTION/FOYER | G01 | 2200 | 1 | [5 empty] | 2 | [12 empty] | 0 |  |  |  | 0 | [13 empty] | 0 | [5 empty] | 0 | 1 |  |  | 3 | S2K | 4 | S2K
FY222 | SCREEN | FUNCTION/FOYER | G01 | 2200 | 1 | [5 empty] | 2 | [12 empty] | 0 |  |  |  | 0 | [13 empty] | 0 | [5 empty] | 0 | 1 |  |  | 3 | S2K | 4 | S2K
FY223 | NOT USED | [22 empty] | 0 |  |  |  | 0 | [13 empty] | 0 | [5 empty] | 0 |  |  |  | 0 |  | 4 | S2K
FY224 | NOT USED | [22 empty] | 0 |  |  |  | 0 | [13 empty] | 0 | [5 empty] | 0 |  |  |  | 0 |  | 4 | S2K
FY225 | NOT USED | [22 empty] | 0 |  |  |  | 0 | [13 empty] | 0 | [5 empty] | 0 |  |  |  | 0 |  | 4 | S2K
FY226 | SCREEN | FUNCTION/FOYER | G01 | 2200 | 1 | [5 empty] | 2 | [12 empty] | 0 |  |  |  | 0 | [13 empty] | 0 | [5 empty] | 0 | 1 |  |  | 3 | S2K | 5 | 2 x S2K
FY227 | SCREEN | FUNCTION/FOYER | G01 | 2200 | 1 | [5 empty] | 2 | [12 empty] | 0 |  |  |  | 0 | [13 empty] | 0 | [5 empty] | 0 | 1 |  |  | 3 | S2K | 5 | 2 x S2K
FY228 | SCREEN | FUNCTION/FOYER | G01 | 2200 | 1 | [5 empty] | 2 | [12 empty] | 0 |  |  |  | 0 | [13 empty] | 0 | [5 empty] | 0 | 1 |  |  | 3 | S2K | 5 | 2 x S2K
FY229 | SCREEN | FUNCTION/FOYER | G01 | 2200 | 1 | [5 empty] | 2 | [12 empty] | 0 |  |  |  | 0 | [13 empty] | 0 | [5 empty] | 0 | 1 |  |  | 3 | S2K | 5 | 2 x S2K
FY231 | HOUSE MANAGERS PANEL | FUNCTION/FOYER | G01 | 1100 | 1 | [7 empty] | 1 | [5 empty] | 1 |  |  |  |  | 0 | 1 |  |  | 0 | [13 empty] | 0 | [5 empty] | 0 | 1 |  |  | 4 | S2K | 5 | 2 x S2K | 136
FY232 | NOT USED | [22 empty] | 0 |  |  |  | 0 | [13 empty] | 0 | [5 empty] | 0 |  |  |  | 0 |  | 5 | 2 x S2K
FY301 | TECH PANEL | FUNCTION/FOYER | G01 | CEILING | 4 | [18 empty] | 0 |  |  |  | 0 | [13 empty] | 0 | [5 empty] | 0 | 2 |  |  | 4 | S2K | 6 | 2 x S2K
FY302 | TECH PANEL | FUNCTION/FOYER | G01 | CEILING | 4 | [18 empty] | 0 |  |  |  | 0 | [13 empty] | 0 | [5 empty] | 0 | 2 |  |  | 4 | S2K | 6 | 2 x S2K
FY303 | TECH PANEL | FUNCTION/FOYER | G01 | CEILING | 4 | [18 empty] | 0 |  |  |  | 0 | [13 empty] | 0 | [5 empty] | 0 | 2 |  |  | 4 | S2K | 6 | 2 x S2K
FY304 | TECH PANEL | FUNCTION/FOYER | G01 | CEILING | 4 | [18 empty] | 0 |  |  |  | 0 | [13 empty] | 0 | [5 empty] | 0 | 2 |  |  | 4 | S2K | 6 | 2 x S2K
FY305 | TECH PANEL | FUNCTION/FOYER | G01 | CEILING | 4 | [18 empty] | 0 |  |  |  | 0 | [13 empty] | 0 | [5 empty] | 0 | 2 |  |  | 4 | S2K | 7 | 2 x S2K
FY306 | TECH PANEL | FUNCTION/FOYER | G01 | CEILING | 4 | [18 empty] | 0 |  |  |  | 0 | [13 empty] | 0 | [5 empty] | 0 | 2 |  |  | 4 | S2K | 7 | 2 x S2K
FY307 | TECH PANEL | FUNCTION/FOYER | G01 | CEILING | 4 | [18 empty] | 0 |  |  |  | 0 | [13 empty] | 0 | [5 empty] | 0 | 2 |  |  | 4 | S2K | 11 | 2 x T Pannel 3SU
FY308 | TECH PANEL | FUNCTION/FOYER | G01 | CEILING | 4 | [18 empty] | 0 |  |  |  | 0 | [13 empty] | 0 | [5 empty] | 0 | 2 |  |  | 4 | S2K | 11 | 2 x T Pannel 3SU
FY309 | TECH PANEL | FUNCTION/FOYER | G01 | CEILING | 4 | [18 empty] | 0 |  |  |  | 0 | [13 empty] | 0 | [5 empty] | 0 | 2 |  |  | 4 | S2K | 11 | 2 x T Pannel 3SU
FY310 | TECH PANEL | FUNCTION/FOYER | G01 | CEILING | 4 | [18 empty] | 0 |  |  |  | 0 | [13 empty] | 0 | [5 empty] | 0 | 2 |  |  | 4 | S2K | 11 | 2 x T Pannel 3SU
FY311 | TECH PANEL | FUNCTION/FOYER | G01 | CEILING | 4 | [18 empty] | 0 |  |  |  | 0 | [13 empty] | 0 | [5 empty] | 0 | 2 |  |  | 4 | S2K | 11 | 2 x T Pannel 3SU
FY312 | TECH PANEL | FUNCTION/FOYER | G01 | CEILING | 4 | [18 empty] | 0 |  |  |  | 0 | [13 empty] | 0 | [5 empty] | 0 | 2 |  |  | 4 | S2K | 13 | 2 x T Pannel 3SU
FY313 | TECH PANEL | FUNCTION/FOYER | G01 | CEILING | 4 | [18 empty] | 0 |  |  |  | 0 | [13 empty] | 0 | [5 empty] | 0 | 2 |  |  | 4 | S2K | 13 | 2 x T Pannel 3SU
FY314 | TECH PANEL | FUNCTION/FOYER | G01 | CEILING | 4 | [18 empty] | 0 |  |  |  | 0 | [13 empty] | 0 | [5 empty] | 0 | 2 |  |  | 4 | S2K | 13 | 2 x T Pannel 3SU | 16
FY401 | TECH PANEL | FOYER | 113 | 0 | 2 | [5 empty] | 2 |  | 1 |  | 2 |  | 2 |  | 2 |  |  |  |  | 0 |  |  |  | 0 | [13 empty] | 0 | [5 empty] | 0 | 1 | 1 |  | 11 | 2 x T Pannel 3Su | 29 | 3 x T Pannel 3SU
FY402 | TECH PANEL | FOYER | 113 | 300 | 2 | [5 empty] | 2 |  | 1 |  | 2 |  | 2 |  | 2 |  |  |  |  | 0 |  |  |  | 0 | [13 empty] | 0 | [5 empty] | 0 | 1 | 1 |  | 11 | 2 x T Pannel 3Su | 29 | 3 x T Pannel 3SU
FY403 | TECH PANEL | FOYER | 113 | 0 | 2 | [5 empty] | 2 |  | 1 |  | 2 |  | 2 |  | 2 |  |  |  |  | 0 |  |  |  | 0 | [13 empty] | 0 | [5 empty] | 0 | 1 | 1 |  | 11 | 2 x T Pannel 3Su | 29 | 3 x T Pannel 3SU
FY421 | SCREEN | FOYER | 113 | 2200 | 1 | [5 empty] | 2 | [12 empty] | 0 |  |  |  | 0 | [13 empty] | 0 | [5 empty] | 0 | 1 |  |  | 3 | S2K | 29 | 3 x T Pannel 3SU
FY422 | SCREEN | FOYER | 113 | 2200 | 1 | [5 empty] | 2 | [12 empty] | 0 |  |  |  | 0 | [13 empty] | 0 | [5 empty] | 0 | 1 |  |  | 3 | S2K | 29 | 3 x T Pannel 3SU
FY423 | SCREEN | FOYER | 113 | CEILING | 1 | [5 empty] | 2 | [12 empty] | 0 |  |  |  | 0 | [13 empty] | 0 | [5 empty] | 0 | 1 |  |  | 3 | S2K | 29 | 3 x T Pannel 3SU
FY424 | SCREEN | FOYER | 113 | CEILING | 1 | [5 empty] | 2 | [12 empty] | 0 |  |  |  | 0 | [13 empty] | 0 | [5 empty] | 0 | 1 |  |  | 3 | S2K | 29 | 3 x T Pannel 3SU | 21
FY601 | TECH PANEL | FOYER | 207 | 300 | 2 | [5 empty] | 2 |  | 1 |  | 2 |  | 2 |  | 2 |  |  |  |  | 0 |  |  |  | 0 | [13 empty] | 0 | [5 empty] | 0 | 1 | 1 |  | 11 | 2 x T Pannel 3SU | 10 | T Pannel 3SU
FY602 | TECH PANEL | FOYER | 207 | 300 | 2 | [5 empty] | 2 |  | 1 |  | 2 |  | 2 |  | 2 |  |  |  |  | 0 |  |  |  | 0 | [13 empty] | 0 | [5 empty] | 0 | 1 | 1 |  | 11 | 2 x T Pannel 3SU | 10 | T Pannel 3SU | 2
FY621 | SCREEN | FOYER | 207 | 2200 | 1 | [5 empty] | 2 | [12 empty] | 0 |  |  |  | 0 | [13 empty] | 0 | [5 empty] | 0 | 1 |  |  | 3 | S2K | 0
FY622 | SCREEN | FOYER | 207 | 2200 | 1 | [5 empty] | 2 | [12 empty] | 0 |  |  |  | 0 | [13 empty] | 0 | [5 empty] | 0 | 1 |  |  | 3 | S2K | 0
FY623 | SCREEN | FOYER | 207 | 2200 | 1 | [5 empty] | 2 | [12 empty] | 0 |  |  |  | 0 | [13 empty] | 0 | [5 empty] | 0 | 1 |  |  | 3 | S2K | 0
FY624 | SCREEN | FOYER | 207 | 2200 | 1 | [5 empty] | 2 | [12 empty] | 0 |  |  |  | 0 | [13 empty] | 0 | [5 empty] | 0 | 1 |  |  | 3 | S2K | 0
FY731 | EVENT PANEL | FOYER | 207 | CEILING | 4 | [18 empty] | 0 |  |  |  | 0 | [13 empty] | 0 | [5 empty] | 0 | 2 |  |  | 4 | S2K | 0
FY732 | EVENT PANEL | FOYER | 207 | CEILING | 4 | [18 empty] | 0 |  |  |  | 0 | [13 empty] | 0 | [5 empty] | 0 | 2 |  |  | 4 | S2K | 0
FY733 | EVENT PANEL | FOYER | 207 | CEILING | 4 | [18 empty] | 0 |  |  |  | 0 | [13 empty] | 0 | [5 empty] | 0 | 2 |  |  | 4 | S2K | 0
FY734 | EVENT PANEL | FOYER | 207 | CEILING | 4 | [18 empty] | 0 |  |  |  | 0 | [13 empty] | 0 | [5 empty] | 0 | 2 |  |  | 4 | S2K | 0
© COPYRIGHT THE DESIGN SHOWN ON THIS DOCUMENT REMAINS THE PROPERTY OF MARSHALL DAY ENTERTECH AND MUST NOT BE REPRODUCED WITHOUT THE OWNER’S PERMISSION |  | STAGE |  |  |  |  | REV |  |  |  | DESCRIPTION | [5 empty] | DATE |  | DRN |  | CHK |  | NOTES: | [21 empty] | BUSSELTON PERFORMING ARTS AND CONVENTION CENTRE CABLE SCHEDULE SHEET 5 of 5 20200320 - 1010
|  | FOR TENDER | THEATRE |  |  |  | 0/01/1900 |  |  |  | FOR TENDER | [5 empty] | 2021-11-03 |  | KK |  | RJ |  | 1. FOR KEY AND DEFINITIONS REFER TO TITLE PAGE 2. CABLE SCHEDULE IS INTENDED TO BE READ IN CONJUNCTION WITH THE MDE THEATRE DESIGN DRAWING PACKAGE. 3. TECHNICAL PANEL LOCATIONS REFERENCE DRAWINGS: 2### SERIES | [29 empty] | Cost of connectors
|  |  | Part Number | Type | Cat 6A S/FTP R&M R305649 |  | 0M3 - 4pair LC |  | 3G-SDI-HD, RG59 < 60m, RG6 > 60m |  | Cat 6A S/FTP R&M R305649 |  | Cat 6A S/FTP R&M R305649 |  | Belden 1801B/ 1802B/ 1803F /7880A |  |  |  | Cat 6A S/FTP R&M R305649 |  | Belden 1802B |  | Belden 1802B |  | Cat 6A U/FTP R&M R308247 |  | Cat 6A U/FTP R&M R308247 |  | 18 AWG 0.75mm2 figure 8 |  | 11AWG 4mm2 figure 8 with overall sheath |  | Cat 6A U/FTP R&M R308247 |  | Cat 6A S/FTP R&M R305649 |  | System Dependant |  | System Dependant |  | System Dependant |  | System Dependant |  | Black faceplate - Autoswitched |  | Blue/ White Faceplates |  |  | Green Faceplate | 40A |  | Cost | 12.5 | Ext Cost Ex GST |  | 12.5
|  |  | R & M R813487 | RJ45-keystone | 194 |  |  |  | 0 |  | 99 | 37 | 37 | [5 empty] | 121 |  |  |  | 0 | 0 |  |  | 0 | 0 |  |  |  |  | 163 | 3 | 3 |  |  |  | 5 | 0 | 0 | 5 | 5 |  |  |  | 0 | 0 |  |  |  | 627 | 7 | 7837.5 | 4389 | 12226.5 | 54862.5
|  |  | R & M R813487 | RJ45-Nutric | 194 |  |  |  | 0 |  | 99 | 37 | 37 | [5 empty] | 121 |  |  |  | 0 | 0 |  |  | 0 | 0 |  |  |  |  | 163 | 3 | 3 |  | 53 |  | 5 | 0 | 0 | 5 | 5 |  |  |  | 0 | 0 |  |  |  | 680 | 7 | 8500 | 4760 | 13260 | 59500
|  |  | Neutrik NBB75DFIB-P | BNC |  |  |  |  | 0 | [13 empty] | 0 | 0 |  |  | 0 | 0 | [12 empty] | 0 | 0 |  |  |  |  | 0 | 0 |  |  |  | 0 | 19 | 0 | 0 | 0 | 0
|  |  | Neutrik NBB75DFIB-P | BNC |  |  |  |  | 0 | [13 empty] | 0 | 0 |  |  | 0 | 0 | [12 empty] | 0 | 0 |  |  |  |  | 0 | 0 |  |  |  | 0 | 19 | 0 | 0 | 0 | 0
|  |  | Neutrik NC3MD-L-B-1 | Audio Nutric 3 pin XLR |  |  |  |  | 0 | [5 empty] | 170 | 161 | 161 |  |  |  | 37 | 0 | 0 | 4 | 4 |  | 0 | 0 | [12 empty] | 0 | 0 |  |  |  |  | 0 | 0 |  |  |  | 372 | 8 | 4650 | 2976 | 7626 | 37200
|  |  | Neutrik NC3FD-L-B-1, | Audio Nutric 3 pin XLR |  |  |  |  | 0 | [5 empty] | 170 | 161 | 161 |  |  |  | 37 | 0 | 0 | 4 | 4 |  | 0 | 0 | [12 empty] | 0 | 0 |  |  |  |  | 0 | 0 |  |  |  | 372 | 8 | 4650 | 2976 | 7626 | 37200
|  |  |  | LC Multimode x 8 |  |  | 10 |  | 0 | [13 empty] | 0 | 0 |  |  | 0 | 0 | [12 empty] | 0 | 0 |  |  |  |  | 0 | 0 |  |  |  | 10 | 30 | 125 | 300 | 425 | 3750
|  |  |  | LC Multimode x 8 |  |  | 10 |  | 0 | [13 empty] | 0 | 0 |  |  | 0 | 0 | [12 empty] | 0 | 0 |  |  |  |  | 0 | 0 |  |  |  | 10 | 30 | 125 | 300 | 425 | 3750
|  |  | Neutrik NL4MP | speakon |  |  |  |  | 0 | [13 empty] | 0 | 0 |  |  | 0 | 0 | 8 | 75 | 75 | [9 empty] | 0 | 0 |  |  |  |  | 0 | 0 |  |  |  | 83 | 12.71 | 1037.5 | 1054.93 | 2092.43 | 13186.625
|  |  | Neutrik NL4MP | speakon |  |  |  |  | 0 | [13 empty] | 0 | 0 |  |  | 0 | 0 | 8 | 75 | 75 | [9 empty] | 0 | 0 |  |  |  |  | 0 | 0 |  |  |  | 83 | 12.71 | 1037.5 | 1054.93 | 2092.43 | 13186.625
|  |  |  | 10A auto switching GPO |  |  |  |  | 0 | [13 empty] | 0 | 0 |  |  | 0 | 0 | [12 empty] | 0 | 0 |  |  | 325 |  | 0 | 0 |  |  |  | 325 | 14 | 4062.5 | 4550 | 8612.5 | 56875
|  |  | Total |  | 388 | 0 | 20 | 0 | 0 | 0 | 198 | 74 | 74 | 0 | 340 | 322 | 322 | 0 | 242 | 0 | 74 | 0 | 0 | 8 | 8 | 0 | 0 | 0 | 16 | 150 | 150 | 0 | 326 | 6 | 6 | 0 | 53 | 0 | 10 | 0 | 0 | 10 | 10 | 0 | 325 | 0 | 0 | 0 | 0 | 0 |  | 2562 |  | 32025 | 22360.86 | 54385.86
|  |  | CONFERENCE | [49 empty] | Cost | 12.5 | Ext Cost Ex GST |  | 12.5
|  |  | R & M R813487 | RJ45-keystone | 204 |  |  |  | 0 |  | 98 | 0 | 29 | [5 empty] | 52 |  |  |  | 0 | 0 |  |  | 0 | 0 |  |  |  |  | 74 | 0 | 0 |  |  |  | 0 | 0 | 0 | 0 | 0 |  |  |  | 0 | 0 |  |  |  | 457 | 7 | 5712.5 | 3199 | 8911.5 | 39987.5
|  |  | R & M R813487 | RJ45-Nutric | 204 |  |  |  | 0 |  | 98 | 0 | 29 | [5 empty] | 52 |  |  |  | 0 | 0 |  |  | 0 | 0 |  |  |  |  | 74 | 0 | 0 |  | 0 |  | 0 | 0 | 0 | 0 | 0 |  |  |  | 0 | 0 |  |  |  | 457 | 7 | 5712.5 | 3199 | 8911.5 | 39987.5
|  |  | Neutrik NBB75DFIB-P | BNC |  |  |  |  | 0 | [13 empty] | 0 | 0 |  |  | 0 | 0 | [12 empty] | 0 | 0 |  |  |  |  | 0 | 0 |  |  |  | 0 | 19 | 0 | 0 | 0 | 0
|  |  | Neutrik NBB75DFIB-P | BNC |  |  |  |  | 0 | [13 empty] | 0 | 0 |  |  | 0 | 0 | [12 empty] | 0 | 0 |  |  |  |  | 0 | 0 |  |  |  | 0 | 19 | 0 | 0 | 0 | 0
|  |  | Neutrik NC3MD-L-B-1 | Audio Nutric 3 pin XLR |  |  |  |  | 0 | [5 empty] | 76 | 0 | 101 |  |  |  | 8 | 0 | 0 | 0 | 1 |  | 0 | 0 | [12 empty] | 0 | 0 |  |  |  |  | 0 | 0 |  |  |  | 186 | 8 | 2325 | 1488 | 3813 | 18600
|  |  | Neutrik NC3FD-L-B-1, | Audio Nutric 3 pin XLR |  |  |  |  | 0 | [5 empty] | 76 | 0 | 101 |  |  |  | 8 | 0 | 0 | 0 | 1 |  | 0 | 0 | [12 empty] | 0 | 0 |  |  |  |  | 0 | 0 |  |  |  | 186 | 8 | 2325 | 1488 | 3813 | 18600
|  |  |  | LC Multimode x 8 |  |  | 4 |  | 0 | [13 empty] | 0 | 0 |  |  | 0 | 0 | [12 empty] | 0 | 0 |  |  |  |  | 0 | 0 |  |  |  | 4 | 30 | 50 | 120 | 170 | 1500
|  |  |  | LC Multimode x 8 |  |  | 4 |  | 0 | [13 empty] | 0 | 0 |  |  | 0 | 0 | [12 empty] | 0 | 0 |  |  |  |  | 0 | 0 |  |  |  | 4 | 30 | 50 | 120 | 170 | 1500
|  |  | Neutrik NL4MP | speakon |  |  |  |  | 0 | [13 empty] | 0 | 0 |  |  | 0 | 0 | 0 | 0 | 0 | [9 empty] | 0 | 0 |  |  |  |  | 0 | 0 |  |  |  | 0 | 12.71 | 0 | 0 | 0 | 0
|  |  | Neutrik NL4MP | speakon |  |  |  |  | 0 | [13 empty] | 0 | 0 |  |  | 0 | 0 | 0 | 0 | 0 | [9 empty] | 0 | 0 |  |  |  |  | 0 | 0 |  |  |  | 0 | 12.71 | 0 | 0 | 0 | 0
|  |  |  | 10A auto switching GPO |  |  |  |  | 0 | [13 empty] | 0 | 0 |  |  | 0 | 0 | [12 empty] | 0 | 0 |  |  | 118 |  | 0 | 0 |  |  |  | 118 | 14 | 1475 | 1652 | 3127 | 20650
|  |  | Total |  | 408 | 0 | 8 | 0 | 0 | 0 | 196 | 0 | 58 | 0 | 152 | 0 | 202 | 0 | 104 | 0 | 16 | 0 | 0 | 0 | 2 | 0 | 0 | 0 | 0 | 0 | 0 | 0 | 148 | 0 | 0 | 0 | 0 | 0 | 0 | 0 | 0 | 0 | 0 | 0 | 118 |  | 0 | 0 |  |  |  | 1412 |  | 17650 | 11266 | 28916
[9 empty] | 0 | [13 empty] | 0 | 0 |  |  | 0 | 0 | [12 empty] | 0 | 0 |  |  |  |  | 0 | 0
1 x S2K
|  |  | 2 x S2K | 266
3 x S2K
4 x S2K
Costs of Tech Pannels
|  |  | 1 x T Pannel 3SU | 1 | [47 empty] | aud |  |  | Totals labour | Parts | Total parts | Cost parts and labour
|  |  | 2 x T Pannel 3SU | 7 | [47 empty] | S2K | 111 | 15 | 1665 | 6.46 | 717.06 | 2382.06
|  |  | 3 x T Pannel 3SU | [48 empty] | SU3 | 534 | 110 | 58740 | 47.73 | 25487.82 | 84227.82
|  |  | 4 x T Pannel 3SU | [51 empty] | 0 |  |  | 86609.88
conf
|  |  | 5 x T Pannel 3SU | [48 empty] | S2K | 398 | 15 | 5970 | 6.46 | 2571.08 | 8541.08
|  |  | 6 x T Pannel 3SU | [48 empty] | SU3 | 29 | 110 | 3190 | 47.73 | 1384.17 | 4574.17
13115.25

## Tech Panels & connector pri (2)
|  |  |  | DEMARCATION | Supply, Rough-in and Termination: Technical Equipment Contractor | [33 empty] | Supply, Rough-in, Termination: Rigging Infrastructure Contractor | [5 empty] | Supply, Rough-in and Termination: Electrical Contractor
|  |  |  | SYSTEM | TD (TECHNICAL DATA) |  | MULTIMODE FIBER |  | VTL (VIDEO TIE LINE) CV/RF/SDI/HDSDI |  | DIGITAL MEDIA |  | AV CONTROL DATA |  | AUDIO DIGITAL / ANALOGUE (M) SEND, (F) RETURN |  |  |  | ETHERNET AUDIO (Dante) |  | TALKBACK |  | PERFORMANCE RELAY INPUT |  | PAGING STATION |  | PAGING VOLUME CONTROL |  | PAGING SPEAKER |  | PERFORMANCE LOUDSPEAKER |  | STAGE LIGHTING CONTROL (DMX) |  | BLUE / WORK LIGHT CONTROL |  | HOIST CONTROL |  | HOUSE CURTAIN CONTROL |  | PENDENT CONTROL (WITH ESTOP) |  | ESTOP - LOCATIONS TO BE FINALIZED AT RISK ASSESSMENT |  | STAGE LIGHTING OUTLETS SINGLE 10A |  | BLUE/WORK LIGHT OUTLETS (B) BLUW + (W) WHITE |  | 10A 'DIRTY' GPO DOUBLE OUTLET (NOTE 6) | 10A AUDIO POWER DOUBLE OUTLET (NOTE 6) | 3 PHASE OUTLET
|  |  |  | CABLE TYPE | Cat 6A S/FTP R&M R305649 |  | 0M3 - 4pair LC |  | 3G-SDI-HD, RG59 < 60m, RG6 > 60m |  | Cat 6A S/FTP R&M R305649 |  | Cat 6A S/FTP R&M R305649 |  | Belden 1801B/ 1802B/ 1803F /7880A |  |  |  | Cat 6A S/FTP R&M R305649 |  | Belden 1802B |  | Belden 1802B |  | Cat 6A U/FTP R&M R308247 |  | Cat 6A U/FTP R&M R308247 |  | 18 AWG 0.75mm2 figure 8 |  | 11AWG 4mm2 figure 8 with overall sheath |  | Cat 6A U/FTP R&M R308247 |  | Cat 6A S/FTP R&M R305649 |  | System Dependant |  | System Dependant |  | System Dependant |  | System Dependant |  | Black faceplate - Autoswitched |  | Blue/ White Faceplates |  |  | Green Faceplate | 40A
PANEL ID | DESCRIPTION | LOCATION | ROOM | AFFL (MM) | Quantity of outlets |  | Quantity of Outlets |  | Quantity of outlets |  | Quantity of outlets |  | Quantity of outlets | To/from | (M) Send Quantity |  | (F) Return Quantity | To/from | Quantity of Outlets | To/from | Quantity of outlets | To/From | Quantity of outlets | To/from | Quantity of Outlets | To/from | Quantity of outlets | To/from | Quantity of outlets | To/from | Quantity of outlets | To/from | Quantity of outlets | To/from | Quantity of outlets | To/From | Quantity of outlets | To/from | Quantity of outlets | To/from | Quantity of outlets | To/from | Quantity of outlets | To/from | Quantity of outlets | To/From | Quantity of outlets | Zone | Quantity of outlets | Quantity of outlets | Quantity of outlets
THEATRE
AV201 | NOT USED
AV202 | AVCONTROL PANEL | STAGE | G15 | 1100 | 1 |  | 12 | [5 empty] | 1 | [10 empty] | 0 |  |  |  | 0 | [13 empty] | 0 | [5 empty] | 0 |  |  |  | 14 | S2K | 1 | S2K
AV451 | PROJECTOR | AUDITORIUM | G16 | SOFFIT | 1 | [5 empty] | 2 |  | 1 | [10 empty] | 0 |  |  |  | 0 | [13 empty] | 0 | [5 empty] | 0 |  | 1x(10A) |  | 4 | S2K | 1 | S2K
AV651 | SHOW RELAY CAMERA | AUDITORIUM | G16 | ON BAR | 1 | [5 empty] | 1 | [12 empty] | 0 |  |  |  | 0 | [13 empty] | 0 | [5 empty] | 0 |  | 1 |  | 2 | S2K | 1 | S2K
AV801 | PROJECTION SCREEN | STAGE | G15 | ON BAR | [8 empty] | 1 | [10 empty] | 0 |  |  |  | 0 | [13 empty] | 0 | [5 empty] | 0 | 1 |  |  | 1 | S2K | 1 | S2K
AV851 | SHOW RELAY MICROPHONE | AUDITORIUM | G16 | ON ORCH BAR | [12 empty] | 1 | [6 empty] | 0 |  |  |  | 0 | [13 empty] | 0 | [5 empty] | 0 |  |  |  | 1 | S2K | 1 | S2K
CR251 | CONTROL FLOORBOX | AUDITORIUM | G16 | 0 | 4 | [5 empty] | 4 |  | 2 |  | 16 |  | 8 |  | 4 |  | 3 |  |  | 0 |  |  |  | 0 |  |  |  |  | 4 | [8 empty] | 0 | [5 empty] | 0 | 3 | 3 |  | 45 | Rack | 1 | S2K
CR451 | AUDITORIUM CONTROL | AUDITORIUM | G17 | IN RISER | 4 | [5 empty] | 4 |  | 2 |  | 16 |  | 8 |  | 4 |  | 3 |  |  | 0 |  |  |  | 0 |  |  |  |  | 4 | [8 empty] | 0 | [5 empty] | 0 | 3 | 3 |  | 45 | Rack | 1 | S2K
CR491 | LIGHTING CONTROL | CONTROL ROOM |  | 500 | 4 | [5 empty] | 2 |  | 1 | [7 empty] | 1 |  |  | 0 |  |  |  | 0 |  |  |  |  | 4 | [8 empty] | 0 | [5 empty] | 0 | 3 |  |  | 12 | 2 x T Pannel 3SU | 1 | S2K
CR492 | AUDIO CONTROL | CONTROL ROOM |  | 500 | 4 | [5 empty] | 2 |  | 1 |  | 16 |  | 8 |  | 4 |  | 2 |  |  | 0 |  |  |  | 0 | [13 empty] | 0 | [5 empty] | 0 | 1 | 3 |  | 37 | Rack | 1 | S2K
CR493 | AV CONTROL | CONTROL ROOM |  | 500 | 4 | [5 empty] | 4 |  | 2 |  | 2 |  | 2 |  | 1 |  | 1 |  |  | 0 | 1 |  |  | 0 | [13 empty] | 0 | [5 empty] | 0 | 2 | 2 |  | 17 | 2 x T Pannel 3SU | 1 | S2K
DIM601 | DIMMER RACK | TECH | 220 | 500 | 2 | [5 empty] | 1 | [9 empty] | 1 |  |  | 0 |  |  |  | 0 |  |  |  |  | 4 | [8 empty] | 0 | [5 empty] | 0 | 2 |  | 1x(400A) CEILING | 8 | 2 x S2K | 1 | S2K
DIM601 | DIMMER RACK | TECH | 220 | 500 | [28 empty] | 4 | [8 empty] | 0 | [5 empty] | 0 | 2 |  | 1x(400A) CEILING | 4 | S2K | 1 | S2K
DIM601 | DIMMER RACK | TECH | 220 | 500 | [28 empty] | 4 | [8 empty] | 0 | [5 empty] | 0 | 2 |  | 1x(400A) CEILING | 4 | S2K | 1 | S2K
ER401 | EQPT RACK | TECH ROOM | 117 | 0 |  |  | 12 | [34 empty] | 0 | [5 empty] | 0 | 2x(20A) | 2x(20A) |  | 12 | S2K | 1 | S2K
ER401 | EQPT RACK (AMP) | TECH ROOM | 117 | 0 | [37 empty] | 0 | [5 empty] | 0 | 2x(20A) | 2x(20A) |  | 0 |  | 1 | S2K
ER401 | EQPT RACK | TECH ROOM | 117 | 0 | [37 empty] | 0 | [5 empty] | 0 | 2x(20A) | 3x(20A) |  | 0 |  | 1 | S2K
ER491 | EQPT RACK | CONTROL ROOM |  | 0 | 10 |  | 12 | [34 empty] | 0 | [5 empty] | 0 | 2x(20A) | 2x(20A) |  | 22 | 2 x T Pannel 3SU | 1 | S2K
ER491 | EQPT RACK | CONTROL ROOM |  | 0 | 10 |  | 12 | [16 empty] | 0 |  |  |  | 0 | [13 empty] | 0 | [5 empty] | 0 | 2x(20A) | 2x(20A) |  | 22 | 2 x T Pannel 3SU | 1 | S2K
FB201 | FLOORBOXES | STAGE | G15 | 0 | 2 | [5 empty] | 2 |  |  |  | 2 |  | 4 |  | 2 |  |  |  |  | 0 |  |  |  | 0 |  |  | 1 |  | 1 | [8 empty] | 0 |  |  | 2 |  |  | 0 | 1 | 1 |  | 14 | 2 x T Pannel 3SU | 1 | S2K
FB202 | FLOORBOXES | STAGE | G15 | 0 | 2 | [5 empty] | 2 |  |  |  | 2 |  | 4 |  | 2 |  |  |  |  | 0 |  |  |  | 0 |  |  | 1 |  | 1 | [8 empty] | 0 |  |  | 2 |  |  | 0 | 1 | 1 |  | 14 | 2 x T Pannel 3SU | 1 | S2K
FB203 | FLOORBOXES | STAGE | G15 | 0 | 2 | [5 empty] | 2 |  |  |  | 2 |  | 4 |  | 2 |  |  |  |  | 0 |  |  |  | 0 |  |  | 1 |  | 1 | [8 empty] | 0 |  |  | 2 |  |  | 0 | 1 | 1 |  | 14 | 2 x T Pannel 3SU | 1 | S2K
FB204 | FLOORBOXES | STAGE | G15 | 0 | 2 | [5 empty] | 2 |  |  |  | 2 |  | 4 |  | 2 |  |  |  |  | 0 |  |  |  | 0 |  |  | 1 |  | 1 | [8 empty] | 0 |  |  | 2 |  |  | 0 | 1 | 1 |  | 14 | 2 x T Pannel 3SU | 1 | S2K
FB205 | FLOORBOXES | STAGE | G15 | 0 | 2 | [5 empty] | 2 |  |  |  | 2 |  | 4 |  | 2 |  |  |  |  | 0 |  |  |  | 0 |  |  | 1 |  | 1 | [8 empty] | 0 |  |  | 2 |  |  | 0 | 1 | 1 |  | 14 | 2 x T Pannel 3SU | 1 | S2K
FB206 | FLOORBOXES | STAGE | G15 | 0 | 2 | [5 empty] | 2 |  |  |  | 2 |  | 4 |  | 2 |  |  |  |  | 0 |  |  |  | 0 |  |  | 1 |  | 1 | [8 empty] | 0 |  |  | 2 |  |  | 0 | 1 | 1 |  | 14 | 2 x T Pannel 3SU | 1 | S2K
FB207 | FLOORBOXES | STAGE | G15 | 0 | 2 | [5 empty] | 2 |  |  |  | 2 |  | 4 |  | 2 |  |  |  |  | 0 |  |  |  | 0 |  |  | 1 |  | 1 | [8 empty] | 0 |  |  | 2 |  |  | 0 | 1 | 1 |  | 14 | 2 x T Pannel 3SU | 1 | S2K
FB208 | FLOORBOXES | STAGE | G15 | 0 | 2 | [5 empty] | 2 |  |  |  | 2 |  | 4 |  | 2 |  |  |  |  | 0 |  |  |  | 0 |  |  | 1 |  | 1 | [8 empty] | 0 |  |  | 2 |  |  | 0 | 1 | 1 |  | 14 | 2 x T Pannel 3SU | 1 | S2K
FB251 | FLOORBOXES | AUDITORIUM | G16 | 0 | 2 | [5 empty] | 2 |  |  |  | 2 |  | 4 |  | 2 |  |  |  |  | 0 |  |  |  | 0 |  |  | 1 |  | 1 | [8 empty] | 0 |  |  | 2 |  |  | 0 | 1 | 1 |  | 14 | 2 x T Pannel 3SU | 1 | S2K
FB252 | FLOORBOXES | AUDITORIUM | G16 | 0 | 2 | [5 empty] | 2 |  |  |  | 2 |  | 4 |  | 2 |  |  |  |  | 0 |  |  |  | 0 |  |  | 1 |  | 1 | [8 empty] | 0 |  |  | 2 |  |  | 0 | 1 | 1 |  | 14 | 2 x T Pannel 3SU | 1 | S2K
FB253 | FLOORBOXES | AUDITORIUM | G16 | 0 | 2 | [5 empty] | 2 |  |  |  | 2 |  | 4 |  | 2 |  |  |  |  | 0 |  |  |  | 0 |  |  | 1 |  | 1 | [8 empty] | 0 |  |  | 2 |  |  | 0 | 1 | 1 |  | 14 | 2 x T Pannel 3SU | 1 | S2K
FB254 | FLOORBOXES | AUDITORIUM | G16 | 0 | 2 | [5 empty] | 2 |  |  |  | 2 |  | 4 |  | 2 |  |  |  |  | 0 |  |  |  | 0 |  |  | 1 |  | 1 | [8 empty] | 0 |  |  | 2 |  |  | 0 | 1 | 1 |  | 14 | 2 x T Pannel 3SU | 1 | S2K
FB255 | FLOORBOXES | AUDITORIUM | G16 | 0 | 2 | [5 empty] | 2 |  |  |  | 2 |  | 4 |  | 2 |  |  |  |  | 0 |  |  |  | 0 |  |  | 1 |  | 1 | [8 empty] | 0 |  |  | 2 |  |  | 0 | 1 | 1 |  | 14 | 2 x T Pannel 3SU | 1 | S2K
FB256 | FLOORBOXES | AUDITORIUM | G16 | 0 | 2 | [5 empty] | 2 |  |  |  | 2 |  | 4 |  | 2 |  |  |  |  | 0 |  |  |  | 0 |  |  | 1 |  | 1 | [8 empty] | 0 |  |  | 2 |  |  | 0 | 1 | 1 |  | 14 | 2 x T Pannel 3SU | 1 | S2K
FB257 | FLOORBOXES | AUDITORIUM | G16 | 0 | 2 | [5 empty] | 2 |  |  |  | 2 |  | 4 |  | 2 |  |  |  |  | 0 |  |  |  | 0 |  |  | 1 |  | 1 | [8 empty] | 0 |  |  | 2 |  |  | 0 | 1 | 1 |  | 14 | 2 x T Pannel 3SU | 1 | S2K
FB258 | FLOORBOXES | AUDITORIUM | G16 | 0 | 2 | [5 empty] | 2 |  |  |  | 2 |  | 4 |  | 2 |  |  |  |  | 0 |  |  |  | 0 |  |  | 1 |  | 1 | [8 empty] | 0 |  |  | 2 |  |  | 0 | 1 | 1 |  | 14 | 2 x T Pannel 3SU | 1 | S2K
FB259 | FLOORBOXES | AUDITORIUM | G16 | 0 | 2 | [5 empty] | 2 |  |  |  | 2 |  | 4 |  | 2 |  |  |  |  | 0 |  |  |  | 0 |  |  | 1 |  | 1 | [8 empty] | 0 |  |  | 2 |  |  | 0 | 1 | 1 |  | 14 | 2 x T Pannel 3SU | 1 | S2K
FS651 | FOLLOW SPOT | LEVEL 2 BALCONY |  | 0 | 1 | [15 empty] | 1 |  |  | 0 |  |  |  | 0 |  |  |  |  | 1 | [8 empty] | 0 | [5 empty] | 0 |  | 1x(20A) |  | 3 | S2K | 1 | S2K
FS652 | FOLLOW SPOT | LEVEL 2 BALCONY |  | 0 | 1 | [15 empty] | 1 |  |  | 0 |  |  |  | 0 |  |  |  |  | 1 | [8 empty] | 0 | [5 empty] | 0 |  | 1x(20A) |  | 3 | S2K | 1 | S2K
HC201 | HOUSE CURTAIN CONTROL | STAGE | G15 | 0 | [19 empty] | 0 |  |  |  | 0 | [10 empty] | 1 |  |  | 0 | 1 |  |  |  |  | 0 |  |  |  | 2 | S2K | 1 | S2K
HC201A | HOUSE CURTAIN CONTROL | PERF LOCK | G23 | 0 | [19 empty] | 0 |  |  |  | 0 | [10 empty] | 1 |  |  | 0 | 1 |  |  |  |  | 0 |  |  |  | 2 | S2K | 1 | S2K
HC202 | HOUSE CURTAIN CONTROL | STAGE | G15 | 0 | [19 empty] | 0 |  |  |  | 0 | [10 empty] | 1 |  |  | 0 | 1 |  |  |  |  | 0 |  |  |  | 2 | S2K | 1 | S2K
HC491 | HOUSE CURTAIN CONTROL | CONTROL ROOM |  | 0 | [19 empty] | 0 |  |  |  | 0 | [10 empty] | 1 |  |  | 0 | 1 |  |  |  |  | 0 |  |  |  | 2 | S2K | 1 | S2K
HC601 | HOUSE CURTAIN MOTOR CONTROL | TECH (GALLERY) | 218 | [20 empty] | 0 |  |  |  | 0 | [13 empty] | 0 | [5 empty] | 0 | 1 |  |  | 0 |  | 1 | S2K
HC801 | HOUSE CURTAIN MOTOR | STAGE | G15 | ON TRUSS | [19 empty] | 0 |  |  |  | 0 | [10 empty] | 1 |  |  | 0 | 1 |  |  |  |  | 0 |  |  |  | 2 | S2K | 1 | S2K
LX451 | LX BALCONY BAR | AUDITORIUM | G16 | ON BAR | 4 | [13 empty] | 2 |  |  |  |  | 0 |  |  |  | 0 |  |  | 4 |  | 4 | [8 empty] | 0 |  |  | 12 |  |  | 0 | 4 | 2 |  | 26 | 2 x T Pannel 3SU | 2 | S2K | double connectors due to intermeadate plates
LX452 | LX BALCONY BAR | AUDITORIUM | G16 | ON BAR | 4 | [13 empty] | 2 |  |  |  |  | 0 |  |  |  | 0 |  |  | 4 |  | 4 | [8 empty] | 0 |  |  | 12 |  |  | 0 | 4 | 2 |  | 26 | 2 x T Pannel 3SU | 2 | S2K | double connectors due to intermeadate plates
LX453 | LX BALCONY BAR | AUDITORIUM | G16 | ON BAR | 4 | [13 empty] | 2 |  |  |  |  | 0 |  |  |  | 0 |  |  | 4 |  | 4 | [8 empty] | 0 |  |  | 12 |  |  | 0 | 4 | 2 |  | 26 | 2 x T Pannel 3SU | 2 | S2K | double connectors due to intermeadate plates
LX454 | LX BALCONY BAR | AUDITORIUM | G16 | ON BAR | 4 | [13 empty] | 2 |  |  |  |  | 0 |  |  |  | 0 |  |  | 4 |  | 4 | [8 empty] | 0 |  |  | 12 |  |  | 0 | 4 | 2 |  | 26 | 2 x T Pannel 3SU | 2 | S2K | double connectors due to intermeadate plates
LX651 | LX BALCONY BAR | LEVEL 2 BALCONY |  | ON BAR | 4 | [13 empty] | 2 |  |  |  |  | 0 |  |  |  | 0 |  |  | 4 |  | 4 | [8 empty] | 0 |  |  | 12 |  |  | 0 | 4 | 2 |  | 26 | 2 x T Pannel 3SU | 2 | S2K | double connectors due to intermeadate plates
LX652 | LX BALCONY BAR | LEVEL 2 BALCONY |  | ON BAR | 4 | [13 empty] | 2 |  |  |  |  | 0 |  |  |  | 0 |  |  | 4 |  | 4 | [8 empty] | 0 |  |  | 12 |  |  | 0 | 4 | 2 |  | 26 | 2 x T Pannel 3SU | 2 | S2K | double connectors due to intermeadate plates
LX653 | LX BALCONY BAR | LEVEL 2 BALCONY |  | ON BAR | 4 | [13 empty] | 2 |  |  |  |  | 0 |  |  |  | 0 |  |  | 4 |  | 4 | [8 empty] | 0 |  |  | 12 |  |  | 0 | 4 | 2 |  | 26 | 2 x T Pannel 3SU | 2 | S2K | double connectors due to intermeadate plates
LX654 | LX BALCONY BAR | LEVEL 2 BALCONY |  | ON BAR | 4 | [13 empty] | 2 |  |  |  |  | 0 |  |  |  | 0 |  |  | 4 |  | 4 | [8 empty] | 0 |  |  | 12 |  |  | 0 | 4 | 2 |  | 26 | 2 x T Pannel 3SU | 2 | S2K | double connectors due to intermeadate plates
LX655 | LX BALCONY BAR | LEVEL 2 BALCONY |  | ON BAR | 4 | [13 empty] | 2 |  |  |  |  | 0 |  |  |  | 0 |  |  | 4 |  | 4 | [8 empty] | 0 |  |  | 12 |  |  | 0 | 4 | 2 |  | 26 | 2 x T Pannel 3SU | 2 | S2K | double connectors due to intermeadate plates
LX656 | LX BALCONY BAR | LEVEL 2 BALCONY |  | ON BAR | 4 | [13 empty] | 2 |  |  |  |  | 0 |  |  |  | 0 |  |  | 4 |  | 4 | [8 empty] | 0 |  |  | 12 |  |  | 0 | 4 | 2 |  | 26 | 2 x T Pannel 3SU | 2 | S2K | double connectors due to intermeadate plates
LX801 | LX BAR | STAGE | G15 | CEILING | 6 | [9 empty] | 6 |  | 6 |  | 6 |  |  |  |  | 0 |  |  |  | 0 |  |  |  |  | 12 | [8 empty] | 0 |  |  | 36 |  |  | 0 |  | 4 |  | 72 | 4 x T Pannel 3SU | 4 | S2K | double connectors due to intermeadate plates
LX802 | LX BAR | STAGE | G15 | CEILING | 6 | [9 empty] | 6 |  | 6 |  | 6 |  |  |  |  | 0 |  |  |  | 0 |  |  |  |  | 12 | [8 empty] | 0 |  |  | 36 |  |  | 0 |  | 4 |  | 72 | 4 x T Pannel 3SU | 4 | S2K | double connectors due to intermeadate plates
LX803 | LX BAR | STAGE | G15 | CEILING | 6 | [9 empty] | 6 |  | 6 |  | 6 |  |  |  |  | 0 |  |  |  | 0 |  |  |  |  | 12 | [8 empty] | 0 |  |  | 36 |  |  | 0 |  | 4 |  | 72 | 4 x T Pannel 3SU | 4 | S2K | double connectors due to intermeadate plates
LX804 | LX BAR | STAGE | G15 | CEILING | 6 | [9 empty] | 6 |  | 6 |  | 6 |  |  |  |  | 0 |  |  |  | 0 |  |  |  |  | 12 | [8 empty] | 0 |  |  | 36 |  |  | 0 |  | 4 |  | 72 | 4 x T Pannel 3SU | 4 | S2K | double connectors due to intermeadate plates
LX851 | LX BAR (ORCH) | AUDITORIUM | G16 | CEILING | 6 | [9 empty] | 6 |  | 6 |  | 6 |  |  |  |  | 0 |  |  |  | 0 |  |  |  |  | 12 | [8 empty] | 0 |  |  | 36 |  |  | 0 |  | 4 |  | 72 | 4 x T Pannel 3SU | 4 | S2K | double connectors due to intermeadate plates
LX861 | LX BAR | CABLE NET |  | ON CABLENET PICKUPS | 6 | [9 empty] | 6 |  | 6 |  | 6 |  |  |  |  | 0 |  |  |  | 0 |  |  |  |  | 12 | [8 empty] | 0 |  |  | 36 |  |  | 0 | 4 | 4 |  | 72 | 4 x T Pannel 3SU | 4 | S2K | double connectors due to intermeadate plates
LX862 | LX BAR | CABLE NET |  | ON CABLENET PICKUPS | 6 | [9 empty] | 6 |  | 6 |  | 6 |  |  |  |  | 0 |  |  |  | 0 |  |  |  |  | 12 | [8 empty] | 0 |  |  | 36 |  |  | 0 | 4 | 4 |  | 72 | 4 x T Pannel 3SU | 4 | S2K | double connectors due to intermeadate plates
LX863 | LX BAR | CABLE NET |  | ON CABLENET PICKUPS | 6 | [9 empty] | 6 |  | 6 |  | 6 |  |  |  |  | 0 |  |  |  | 0 |  |  |  |  | 12 | [8 empty] | 0 |  |  | 36 |  |  | 0 | 4 | 4 |  | 72 | 4 x T Pannel 3SU | 4 | S2K | double connectors due to intermeadate plates
SX251 | SPEAKER - FRONT FILL | STAGE EDGE |  | 1600 | [19 empty] | 0 |  |  |  | 0 |  |  | 1 | [10 empty] | 0 | [5 empty] | 0 |  |  |  | 1 | S2K | 2 | S2K
SX252 | SPEAKER - FRONT FILL | STAGE EDGE |  | 1600 | [19 empty] | 0 |  |  |  | 0 |  |  | 1 | [10 empty] | 0 | [5 empty] | 0 |  |  |  | 1 | S2K | 2 | S2K
SX253 | SPEAKER - FRONT FILL | STAGE EDGE |  | 1600 | [19 empty] | 0 |  |  |  | 0 |  |  | 1 | [10 empty] | 0 | [5 empty] | 0 |  |  |  | 1 | S2K | 2 | S2K
SX254 | SPEAKER - FRONT FILL | STAGE EDGE |  | 1600 | [19 empty] | 0 |  |  |  | 0 |  |  | 1 | [10 empty] | 0 | [5 empty] | 0 |  |  |  | 1 | S2K | 2 | S2K
SX255 | SPEAKER - FRONT FILL | STAGE EDGE |  | 1600 | [19 empty] | 0 |  |  |  | 0 |  |  | 1 | [10 empty] | 0 | [5 empty] | 0 |  |  |  | 1 | S2K | 2 | S2K
SX256 | SPEAKER - FRONT FILL | STAGE EDGE |  | 1600 | [19 empty] | 0 |  |  |  | 0 |  |  | 1 | [10 empty] | 0 | [5 empty] | 0 |  |  |  | 1 | S2K | 2 | S2K
SX451 | SPEAKER | LEVEL 1 BALCONY |  | ON BAR | 1 | [9 empty] | 2 |  |  |  | 1 |  |  |  |  | 0 |  |  |  | 0 |  |  | 2 | [10 empty] | 0 | [5 empty] | 0 |  | 1 |  | 6 | 2 x S2K | 2 | S2K
SX452 | SPEAKER | LEVEL 1 BALCONY |  | ON BAR | 1 | [9 empty] | 2 |  |  |  | 1 |  |  |  |  | 0 |  |  |  | 0 |  |  | 2 | [10 empty] | 0 | [5 empty] | 0 |  | 1 |  | 6 | 2 x S2K | 2 | S2K
SX851A | SPEAKER (ARRAY) | AUDITORIUM | G16 | CEILING | 1 | [9 empty] | 4 |  |  |  | 2 |  |  |  |  | 0 |  |  |  | 0 |  |  | 4 | [10 empty] | 0 | [5 empty] | 0 | 1 | 2x(20A) |  | 11 | 2 x T Pannel 3SU | 2 | S2K
SX851B | SPEAKER (SUBS) | AUDITORIUM | G16 | CEILING | 1 | [9 empty] | 4 |  |  |  | 2 |  |  |  |  | 0 |  |  |  | 0 |  |  | 2 | [10 empty] | 0 | [5 empty] | 0 | 1 | 2x(20A) |  | 9 | T Pannel 3SU | 2 | S2K
SX852 | SPEAKER | AUDITORIUM | G16 | CEILING | 1 | [9 empty] | 4 |  |  |  | 2 |  |  |  |  | 0 |  |  |  | 0 |  |  | 4 | [10 empty] | 0 | [5 empty] | 0 | 1 | 2x(20A) |  | 11 | 2 x T Pannel 3SU | 2 | S2K
SX853 | SPEAKER | AUDITORIUM | G16 | CEILING | 1 | [9 empty] | 4 |  |  |  | 2 |  |  |  |  | 0 |  |  |  | 0 |  |  | 4 | [10 empty] | 0 | [5 empty] | 0 | 1 | 2x(20A) |  | 11 | 2 x T Pannel 3SU | 2 | S2K
SX854 | SPEAKER | AUDITORIUM | G16 | CEILING | 1 | [9 empty] | 4 |  |  |  | 2 |  |  |  |  | 0 |  |  |  | 0 |  |  | 4 | [10 empty] | 0 | [5 empty] | 0 | 1 | 2x(20A) |  | 11 | 2 x T Pannel 3SU | 2 | S2K
SX855A | SPEAKER (ARRAY) | AUDITORIUM | G16 | CEILING | 1 | [9 empty] | 4 |  |  |  | 2 |  |  |  |  | 0 |  |  |  | 0 |  |  | 4 | [10 empty] | 0 | [5 empty] | 0 | 1 | 2x(20A) |  | 11 | 2 x T Pannel 3SU | 2 | S2K
SX855B | SPEAKER (SUBS) | AUDITORIUM | G16 | CEILING | 1 | [9 empty] | 4 |  |  |  | 2 |  |  |  |  | 0 |  |  |  | 0 |  |  | 2 | [10 empty] | 0 | [5 empty] | 0 | 1 | 2x(20A) |  | 9 | T Pannel 3SU | 2 | S2K
TP001 | TECH PANEL | SUB STAGE | B01 | 300 | 1 | [5 empty] | 1 |  |  |  | 1 |  | 1 | [6 empty] | 0 |  |  |  | 0 |  |  |  |  | 4 | [8 empty] | 0 |  |  | 2 |  |  | 0 | 1 | 1 |  | 8 | 2 x S2K | 2 | S2K
TP002 | TECH PANEL | SUB STAGE | B01 | 300 | 1 | [5 empty] | 1 |  |  |  | 1 |  | 1 |  |  |  | 1 |  |  | 0 |  |  |  | 0 |  |  |  |  | 2 | [8 empty] | 0 |  |  | 2 |  |  | 0 | 1 | 1 | 1 | 7 | 2 x S2K | 2 | S2K
TP003 | TECH PANEL | SUB STAGE | B01 | 300 | 1 | [5 empty] | 1 |  |  |  | 1 |  | 1 | [6 empty] | 0 |  |  |  | 0 |  |  |  |  | 4 | [8 empty] | 0 |  |  | 2 |  |  | 0 | 1 | 1 |  | 8 | 2 x S2K | 2 | S2K
TP201 | TECH PANEL (SM Panel) | STAGE | G15 | 300 | 2 | [5 empty] | 4 |  | 2 |  | 1 |  | 1 |  | 1 |  | 1 |  |  | 0 | 1 |  |  | 0 |  |  |  |  | 2 |  | 1 | [6 empty] | 0 |  |  | 4 |  |  | 0 | 2 | 2 |  | 16 | 2 x T Pannel 3SU | 2 | S2K
TP201A | TECH PANEL (SM Panel) | PERF LOCK | G23 | 300 | 2 | [5 empty] | 4 |  | 2 |  | 1 |  | 1 |  | 1 |  | 1 |  |  | 0 | 1 |  |  | 0 |  |  |  |  | 2 |  | 1 | [6 empty] | 0 | [5 empty] | 0 | 2 | 2 |  | 16 | 2 x T Pannel 3SU | 2 | S2K
TP202 | TECH PANEL (SM Panel) | STAGE | G15 | 300 | 2 | [5 empty] | 4 |  | 2 |  | 1 |  | 1 |  | 1 |  | 1 |  |  | 0 | 1 |  |  | 0 |  |  |  |  | 2 |  | 1 | [6 empty] | 0 |  |  | 4 |  |  | 0 | 2 | 2 | 1 | 16 | 2 x T Pannel 3SU | 2 | S2K
TP203 | TECH PANEL | STAGE | G15 | 300 | 2 | [5 empty] | 2 |  |  |  | 2 |  | 2 |  | 2 |  | 1 |  |  | 0 |  |  |  | 0 |  |  |  |  | 2 | [8 empty] | 0 |  |  | 4 |  |  | 0 | 2 | 2 | 1 | 13 | 2 x T Pannel 3SU | 2 | S2K
TP204 | TECH PANEL | STAGE | G15 | 300 | 2 | [5 empty] | 2 |  |  |  | 2 |  | 2 |  | 2 |  | 1 |  |  | 0 |  |  |  | 0 |  |  |  |  | 2 | [8 empty] | 0 |  |  | 4 |  |  | 0 | 2 | 2 | 1 | 13 | 2 x T Pannel 3SU | 2 | S2K
TP205 | TECH PANEL (Power Lock) | STAGE | G15 | 300 | 1 | [18 empty] | 0 |  |  |  | 0 | [13 empty] | 0 | [5 empty] | 0 |  |  | 1x(200A) | 1 | S2K | 3 | S2K
TP251 | TECH PANEL | FORESTAGE | B02 | 300 | 2 | [5 empty] | 2 |  |  |  | 2 |  | 8 |  | 2 |  | 2 |  |  | 0 |  |  |  | 0 |  |  | 2 |  | 2 | [8 empty] | 0 |  |  | 4 |  |  | 0 | 2 | 2 |  | 22 | 3 x T Pannel 3SU | 3 | S2K
TP252 | TECH PANEL | FORESTAGE | B02 | 300 | 2 | [5 empty] | 2 |  |  |  | 2 |  | 8 |  | 2 |  | 2 |  |  | 0 |  |  |  | 0 |  |  | 2 |  | 2 | [8 empty] | 0 |  |  | 4 |  |  | 0 | 2 | 2 |  | 22 | 3 x T Pannel 3SU | 4 | S2K
TP601 | TECH PANEL | TECH (GALLERY) | 218 | 300 | 2 | [5 empty] | 2 |  |  |  | 2 |  | 2 |  | 1 |  | 1 |  |  | 0 |  |  |  | 0 |  |  |  |  | 2 | [8 empty] | 0 |  |  | 6 |  |  | 0 | 2 | 2 |  | 12 | 2 x T Pannel 3SU | 4 | S2K
TP602 | TECH PANEL | TECH (GALLERY) | 219 | 300 | 2 | [5 empty] | 2 |  |  |  | 2 |  | 2 |  | 1 |  | 1 |  |  | 0 |  |  |  | 0 |  |  |  |  | 2 | [8 empty] | 0 |  |  | 6 |  |  | 0 | 2 | 2 | 1 | 12 | 2 x T Pannel 3SU | 4 | S2K
TP603 | TECH PANEL | TECH (GALLERY) | 218 | 300 | 2 | [5 empty] | 2 |  |  |  | 2 |  | 2 |  | 1 |  | 1 |  |  | 0 |  |  |  | 0 |  |  |  |  | 2 | [8 empty] | 0 |  |  | 6 |  |  | 0 | 2 | 2 |  | 12 | 2 x T Pannel 3SU | 4 | S2K
TP604 | TECH PANEL | TECH (GALLERY) | 219 | 300 | 2 | [5 empty] | 2 |  |  |  | 2 |  | 2 |  | 1 |  | 1 |  |  | 0 |  |  |  | 0 |  |  |  |  | 2 | [8 empty] | 0 |  |  | 6 |  |  | 0 | 2 | 2 | 1 | 12 | 2 x T Pannel 3SU | 4 | S2K | 91
TP801 | TECH PANEL | FLY GALLERY |  | 300 | 2 | [15 empty] | 1 |  |  | 0 |  |  |  | 0 |  |  |  |  | 2 | [8 empty] | 0 |  |  | 4 |  |  | 0 | 2 |  |  | 5 | 2 x S2K | 5 | 2 x S2K
TP802 | TECH PANEL | FLY GALLERY |  | 300 | 2 | [15 empty] | 1 |  |  | 0 |  |  |  | 0 |  |  |  |  | 2 | [8 empty] | 0 |  |  | 4 |  |  | 0 | 2 |  |  | 5 | 2 x S2K | 5 | 2 x S2K
TP803 | TECH PANEL | FLY GALLERY |  | 300 | 2 |  | 2 | [13 empty] | 1 |  |  | 0 |  |  |  | 0 |  |  |  |  | 2 | [8 empty] | 0 |  |  | 4 |  |  | 0 | 2 |  | 1 | 7 | 2 x S2K | 6 | 2 x S2K
TP804 | TECH PANEL | FLY GALLERY |  | 300 | 2 |  | 2 | [13 empty] | 1 |  |  | 0 |  |  |  | 0 |  |  |  |  | 2 | [8 empty] | 0 |  |  | 4 |  |  | 0 | 2 |  | 1 | 7 | 2 x S2K | 6 | 2 x S2K
TP851 | TECH PANEL | CABLE NET |  | 300 | 4 | [9 empty] | 1 |  | 1 |  | 1 |  | 1 |  |  | 0 |  |  |  | 0 |  |  |  |  | 2 | [8 empty] | 0 |  |  | 4 |  |  | 0 | 2 | 2 |  | 10 | T Pannel 3SU | 6 | 2 x S2K
TP852 | TECH PANEL | CABLE NET |  | 300 | 4 | [9 empty] | 1 |  | 1 |  | 1 |  | 1 |  |  | 0 |  |  |  | 0 |  |  |  |  | 2 | [8 empty] | 0 |  |  | 4 |  |  | 0 | 2 | 2 |  | 10 | T Pannel 3SU | 6 | 2 x S2K
TP853 | TECH PANEL | CABLE NET |  | 300 | 4 |  | 2 | [7 empty] | 1 |  | 1 |  | 1 |  | 1 |  |  | 0 |  |  |  | 0 |  |  |  |  | 2 | [8 empty] | 0 |  |  | 4 |  |  | 0 | 2 | 2 | 1 | 12 | 2 x T Pannel 3SU | 7 | 2 x S2K
TP854 | TECH PANEL | CABLE NET |  | 300 | 4 |  | 2 | [7 empty] | 1 |  | 1 |  | 1 |  | 1 |  |  | 0 |  |  |  | 0 |  |  |  |  | 2 | [8 empty] | 0 |  |  | 4 |  |  | 0 | 2 | 2 | 1 | 12 | 2 x T Pannel 3SU | 8 | 2 x S2K
MCC-C | CHAIN HOIST GROUP CONTROLLER | FORESTAGE GRID |  | 500 | [19 empty] | 0 |  |  |  | 0 | [13 empty] | 0 | [5 empty] | 0 |  |  | 4 | 0 |  | 8 | 2 x S2K
MX202 | PENDANT CONTROL CONNECTION | STAGE | G15 | 300 | [19 empty] | 0 |  |  |  | 0 | [8 empty] | 4 |  |  |  |  | 0 | [5 empty] | 0 |  |  |  | 4 | S2K | 8 | 2 x S2K | 20
MX601-A | SINGLE AXIS CONTROLLER | TECH (GALLERY) | 218 | RAILING | [19 empty] | 0 |  |  |  | 0 | [8 empty] | 1 |  |  |  |  | 0 | [5 empty] | 0 |  |  |  | 1 | S2K | 11 | 2 x T Pannel 3SU
MX601-B | MOTOR CONTROL CABINET | TECH (GALLERY) | 218 | REF DWG | [19 empty] | 0 |  |  |  | 0 | [13 empty] | 0 | [5 empty] | 0 | 1x(20A) |  |  | 0 |  | 11 | 2 x T Pannel 3SU
MX602-A | SINGLE AXIS CONTROLLER | TECH (GALLERY) | 218 | RAILING | [19 empty] | 0 |  |  |  | 0 | [8 empty] | 1 |  |  |  |  | 0 | [5 empty] | 0 |  |  |  | 1 | S2K | 11 | 2 x T Pannel 3SU
MX602-B | MOTOR CONTROL CABINET | TECH (GALLERY) | 218 | REF DWG | [19 empty] | 0 |  |  |  | 0 | [13 empty] | 0 | [5 empty] | 0 | 1x(20A) |  |  | 0 |  | 11 | 2 x T Pannel 3SU
MX603-A | SINGLE AXIS CONTROLLER | TECH (GALLERY) | 218 | RAILING | [19 empty] | 0 |  |  |  | 0 | [8 empty] | 1 |  |  |  |  | 0 | [5 empty] | 0 |  |  |  | 1 | S2K | 11 | 2 x T Pannel 3SU
MX603-B | MOTOR CONTROL CABINET | TECH (GALLERY) | 218 | REF DWG | [19 empty] | 0 |  |  |  | 0 | [13 empty] | 0 | [5 empty] | 0 | 1x(20A) |  |  | 0 |  | 11 | 2 x T Pannel 3SU
MX604-A | SINGLE AXIS CONTROLLER | TECH (GALLERY) | 218 | RAILING | [19 empty] | 0 |  |  |  | 0 | [8 empty] | 1 |  |  |  |  | 0 | [5 empty] | 0 |  |  |  | 1 | S2K | 11 | 2 x T Pannel 3SU
MX604-B | MOTOR CONTROL CABINET | TECH (GALLERY) | 218 | REF DWG | [19 empty] | 0 |  |  |  | 0 | [13 empty] | 0 | [5 empty] | 0 | 1x(20A) |  |  | 0 |  | 11 | 2 x T Pannel 3SU
MX605-A | SINGLE AXIS CONTROLLER | TECH (GALLERY) | 218 | RAILING | [19 empty] | 0 |  |  |  | 0 | [8 empty] | 1 |  |  |  |  | 0 | [5 empty] | 0 |  |  |  | 1 | S2K | 11 | 2 x T Pannel 3SU
MX605-B | MOTOR CONTROL CABINET | TECH (GALLERY) | 218 | REF DWG | [19 empty] | 0 |  |  |  | 0 | [13 empty] | 0 | [5 empty] | 0 | 1x(20A) |  |  | 0 |  | 12 | 2 x T Pannel 3SU
MX606-A | SINGLE AXIS CONTROLLER | TECH (GALLERY) | 218 | RAILING | [19 empty] | 0 |  |  |  | 0 | [8 empty] | 1 |  |  |  |  | 0 | [5 empty] | 0 |  |  |  | 1 | S2K | 12 | 2 x T Pannel 3SU
MX606-B | MOTOR CONTROL CABINET | TECH (GALLERY) | 218 | REF DWG | [19 empty] | 0 |  |  |  | 0 | [13 empty] | 0 | [5 empty] | 0 | 1x(20A) |  |  | 0 |  | 12 | 2 x T Pannel 3SU
MX607-A | SINGLE AXIS CONTROLLER | TECH (GALLERY) | 218 | RAILING | [19 empty] | 0 |  |  |  | 0 | [8 empty] | 1 |  |  |  |  | 0 | [5 empty] | 0 |  |  |  | 1 | S2K | 12 | 2 x T Pannel 3SU
MX607-B | MOTOR CONTROL CABINET | TECH (GALLERY) | 218 | REF DWG | [19 empty] | 0 |  |  |  | 0 | [13 empty] | 0 | [5 empty] | 0 | 1x(20A) |  |  | 0 |  | 12 | 2 x T Pannel 3SU
MX608-A | SINGLE AXIS CONTROLLER | TECH (GALLERY) | 218 | RAILING | [19 empty] | 0 |  |  |  | 0 | [8 empty] | 1 |  |  |  |  | 0 | [5 empty] | 0 |  |  |  | 1 | S2K | 13 | 2 x T Pannel 3SU
MX608-B | MOTOR CONTROL CABINET | TECH (GALLERY) | 218 | REF DWG | [19 empty] | 0 |  |  |  | 0 | [13 empty] | 0 | [5 empty] | 0 | 1x(20A) |  |  | 0 |  | 13 | 2 x T Pannel 3SU
MX609-A | SINGLE AXIS CONTROLLER | TECH (GALLERY) | 218 | RAILING | [19 empty] | 0 |  |  |  | 0 | [8 empty] | 1 |  |  |  |  | 0 | [5 empty] | 0 |  |  |  | 1 | S2K | 13 | 2 x T Pannel 3SU
MX609-B | MOTOR CONTROL CABINET | TECH (GALLERY) | 218 | REF DWG | [19 empty] | 0 |  |  |  | 0 | [13 empty] | 0 | [5 empty] | 0 | 1x(20A) |  |  | 0 |  | 13 | 2 x T Pannel 3SU
MX610-A | SINGLE AXIS CONTROLLER | TECH (GALLERY) | 218 | RAILING | [19 empty] | 0 |  |  |  | 0 | [8 empty] | 1 |  |  |  |  | 0 | [5 empty] | 0 |  |  |  | 1 | S2K | 13 | 2 x T Pannel 3SU
MX610-B | MOTOR CONTROL CABINET | TECH (GALLERY) | 218 | REF DWG | [19 empty] | 0 |  |  |  | 0 | [13 empty] | 0 | [5 empty] | 0 | 1x(20A) |  |  | 0 |  | 13 | 2 x T Pannel 3SU
MX611-A | SINGLE AXIS CONTROLLER | TECH (GALLERY) | 218 | RAILING | [19 empty] | 0 |  |  |  | 0 | [8 empty] | 1 |  |  |  |  | 0 | [5 empty] | 0 |  |  |  | 1 | S2K | 13 | 2 x T Pannel 3SU
MX611-B | MOTOR CONTROL CABINET | TECH (GALLERY) | 218 | REF DWG | [19 empty] | 0 |  |  |  | 0 | [13 empty] | 0 | [5 empty] | 0 | 1x(20A) |  |  | 0 |  | 13 | 2 x T Pannel 3SU
MX612-A | SINGLE AXIS CONTROLLER | TECH (GALLERY) | 218 | RAILING | [19 empty] | 0 |  |  |  | 0 | [8 empty] | 1 |  |  |  |  | 0 | [5 empty] | 0 |  |  |  | 1 | S2K | 13 | 2 x T Pannel 3SU
MX612-B | MOTOR CONTROL CABINET | TECH (GALLERY) | 218 | REF DWG | [19 empty] | 0 |  |  |  | 0 | [13 empty] | 0 | [5 empty] | 0 | 1x(20A) |  |  | 0 |  | 13 | 2 x T Pannel 3SU
MX613-A | SINGLE AXIS CONTROLLER | TECH (GALLERY) | 218 | RAILING | [19 empty] | 0 |  |  |  | 0 | [8 empty] | 1 |  |  |  |  | 0 | [5 empty] | 0 |  |  |  | 1 | S2K | 13 | 2 x T Pannel 3SU
MX613-B | MOTOR CONTROL CABINET | TECH (GALLERY) | 218 | REF DWG | [19 empty] | 0 |  |  |  | 0 | [13 empty] | 0 | [5 empty] | 0 | 1x(20A) |  |  | 0 |  | 13 | 2 x T Pannel 3SU
MX614-A | SINGLE AXIS CONTROLLER | TECH (GALLERY) | 218 | RAILING | [19 empty] | 0 |  |  |  | 0 | [8 empty] | 1 |  |  |  |  | 0 | [5 empty] | 0 |  |  |  | 1 | S2K | 14 | 2 x T Pannel 3SU
MX614-B | MOTOR CONTROL CABINET | TECH (GALLERY) | 218 | REF DWG | [19 empty] | 0 |  |  |  | 0 | [13 empty] | 0 | [5 empty] | 0 | 1x(20A) |  |  | 0 |  | 14 | 2 x T Pannel 3SU
MX615-A | SINGLE AXIS CONTROLLER | TECH (GALLERY) | 218 | RAILING | [19 empty] | 0 |  |  |  | 0 | [8 empty] | 1 |  |  |  |  | 0 | [5 empty] | 0 |  |  |  | 1 | S2K | 14 | 2 x T Pannel 3SU
MX615-B | MOTOR CONTROL CABINET | TECH (GALLERY) | 218 | REF DWG | [19 empty] | 0 |  |  |  | 0 | [13 empty] | 0 | [5 empty] | 0 | 1x(20A) |  |  | 0 |  | 14 | 2 x T Pannel 3SU
MX616-A | SINGLE AXIS CONTROLLER | TECH (GALLERY) | 218 | RAILING | [19 empty] | 0 |  |  |  | 0 | [8 empty] | 1 |  |  |  |  | 0 | [5 empty] | 0 |  |  |  | 1 | S2K | 14 | 2 x T Pannel 3SU
MX616-B | MOTOR CONTROL CABINET | TECH (GALLERY) | 218 | REF DWG | [19 empty] | 0 |  |  |  | 0 | [13 empty] | 0 | [5 empty] | 0 | 1x(20A) |  |  | 0 |  | 14 | 2 x T Pannel 3SU
MX617-A | SINGLE AXIS CONTROLLER | TECH (GALLERY) | 218 | RAILING | [19 empty] | 0 |  |  |  | 0 | [8 empty] | 1 |  |  |  |  | 0 | [5 empty] | 0 |  |  |  | 1 | S2K | 14 | 2 x T Pannel 3SU
MX617-B | MOTOR CONTROL CABINET | TECH (GALLERY) | 218 | REF DWG | [19 empty] | 0 |  |  |  | 0 | [13 empty] | 0 | [5 empty] | 0 | 1x(20A) |  |  | 0 |  | 14 | 2 x T Pannel 3SU
MX618-A | SINGLE AXIS CONTROLLER | TECH (GALLERY) | 218 | RAILING | [19 empty] | 0 |  |  |  | 0 | [8 empty] | 1 |  |  |  |  | 0 | [5 empty] | 0 |  |  |  | 1 | S2K | 14 | 2 x T Pannel 3SU
MX618-B | MOTOR CONTROL CABINET | TECH (GALLERY) | 218 | REF DWG | [19 empty] | 0 |  |  |  | 0 | [13 empty] | 0 | [5 empty] | 0 | 1x(20A) |  |  | 0 |  | 14 | 2 x T Pannel 3SU
MX716 | MOTOR | STAGE | G15 | WALL | [19 empty] | 0 |  |  |  | 0 | [8 empty] | 1 |  |  |  |  | 0 | [5 empty] | 0 |  |  |  | 1 | S2K | 14 | 2 x T Pannel 3SU
MX717 | MOTOR | STAGE | G15 | WALL | [19 empty] | 0 |  |  |  | 0 | [8 empty] | 1 |  |  |  |  | 0 | [5 empty] | 0 |  |  |  | 1 | S2K | 14 | 2 x T Pannel 3SU
MX718 | MOTOR | STAGE | G15 | WALL | [19 empty] | 0 |  |  |  | 0 | [8 empty] | 1 |  |  |  |  | 0 | [5 empty] | 0 |  |  |  | 1 | S2K | 14 | 2 x T Pannel 3SU
MX720-A | CHAIN MOTOR (UNDER FLY GALLERY) | STAGE | G15 | SOFFIT | [19 empty] | 0 |  |  |  | 0 | [8 empty] | 1 |  |  |  |  | 0 | [5 empty] | 0 |  |  |  | 1 | S2K | 14 | 2 x T Pannel 3SU
MX720-B | CHAIN MOTOR (UNDER FLY GALLERY) | STAGE | G15 | SOFFIT | [19 empty] | 0 |  |  |  | 0 | [8 empty] | 1 |  |  |  |  | 0 | [5 empty] | 0 |  |  |  | 1 | S2K | 14 | 2 x T Pannel 3SU
MX721-A | CHAIN MOTOR (UNDER FLY GALLERY) | STAGE | G15 | SOFFIT | [19 empty] | 0 |  |  |  | 0 | [8 empty] | 1 |  |  |  |  | 0 | [5 empty] | 0 |  |  |  | 1 | S2K | 14 | 2 x T Pannel 3SU
MX721-B | CHAIN MOTOR (UNDER FLY GALLERY) | STAGE | G15 | SOFFIT | [19 empty] | 0 |  |  |  | 0 | [8 empty] | 1 |  |  |  |  | 0 | [5 empty] | 0 |  |  |  | 1 | S2K | 14 | 2 x T Pannel 3SU
MX851A | SPEAKER (ARRAY) CHAIN MOTOR | FORESTAGE GRID |  | CEILING | [19 empty] | 0 |  |  |  | 0 | [8 empty] | 1 |  |  |  |  | 0 | [5 empty] | 0 |  |  |  | 1 | S2K | 15 | 2 x T Pannel 3SU
MX851B | SPEAKER (SUBS) CHAIN MOTOR | FORESTAGE GRID |  | CEILING | [19 empty] | 0 |  |  |  | 0 | [8 empty] | 1 |  |  |  |  | 0 | [5 empty] | 0 |  |  |  | 1 | S2K | 16 | 2 x T Pannel 3SU
MX852 | SPEAKER CHAIN MOTOR (FUTURE) | FORESTAGE GRID |  | CEILING | [19 empty] | 0 |  |  |  | 0 | [8 empty] | 1 |  |  |  |  | 0 | [5 empty] | 0 |  |  |  | 1 | S2K | 16 | 2 x T Pannel 3SU
MX853 | SPEAKER CHAIN MOTOR (FUTURE) | FORESTAGE GRID |  | CEILING | [19 empty] | 0 |  |  |  | 0 | [8 empty] | 1 |  |  |  |  | 0 | [5 empty] | 0 |  |  |  | 1 | S2K | 16 | 2 x T Pannel 3SU
MX854 | SPEAKER CHAIN MOTOR (FUTURE) | FORESTAGE GRID |  | CEILING | [19 empty] | 0 |  |  |  | 0 | [8 empty] | 1 |  |  |  |  | 0 | [5 empty] | 0 |  |  |  | 1 | S2K | 17 | 2 x T Pannel 3SU
MX855A | SPEAKER (ARRAY) CHAIN MOTOR | FORESTAGE GRID |  | CEILING | [19 empty] | 0 |  |  |  | 0 | [8 empty] | 1 |  |  |  |  | 0 | [5 empty] | 0 |  |  |  | 1 | S2K | 18 | 2 x T Pannel 3SU | 492
MX855B | SPEAKER (SUBS) CHAIN MOTOR | FORESTAGE GRID |  | CEILING | [19 empty] | 0 |  |  |  | 0 | [8 empty] | 1 |  |  |  |  | 0 | [5 empty] | 0 |  |  |  | 1 | S2K | 22 | 3 x T Pannel 3SU
MX856 | ORCH BAR CHAIN MOTOR | FORESTAGE GRID |  | CEILING | [19 empty] | 0 |  |  |  | 0 | [8 empty] | 1 |  |  |  |  | 0 | [5 empty] | 0 |  |  |  | 1 | S2K | 22 | 3 x T Pannel 3SU | 6
MX857 | ORCH BAR CHAIN MOTOR | FORESTAGE GRID |  | CEILING | [19 empty] | 0 |  |  |  | 0 | [8 empty] | 1 |  |  |  |  | 0 | [5 empty] | 0 |  |  |  | 1 | S2K | 36 | 4 x T Pannel 3SU
MX901 | MOTOR | STAGE | G15 | WALL | [19 empty] | 0 |  |  |  | 0 | [8 empty] | 1 |  |  |  |  | 0 | [5 empty] | 0 |  |  |  | 1 | S2K | 36 | 4 x T Pannel 3SU
MX902 | MOTOR | STAGE | G15 | WALL | [19 empty] | 0 |  |  |  | 0 | [8 empty] | 1 |  |  |  |  | 0 | [5 empty] | 0 |  |  |  | 1 | S2K | 36 | 4 x T Pannel 3SU
MX903 | MOTOR | STAGE | G15 | WALL | [19 empty] | 0 |  |  |  | 0 | [8 empty] | 1 |  |  |  |  | 0 | [5 empty] | 0 |  |  |  | 1 | S2K | 36 | 4 x T Pannel 3SU
MX904 | MOTOR | STAGE | G15 | WALL | [19 empty] | 0 |  |  |  | 0 | [8 empty] | 1 |  |  |  |  | 0 | [5 empty] | 0 |  |  |  | 1 | S2K | 36 | 4 x T Pannel 3SU
MX905 | MOTOR | STAGE | G15 | WALL | [19 empty] | 0 |  |  |  | 0 | [8 empty] | 1 |  |  |  |  | 0 | [5 empty] | 0 |  |  |  | 1 | S2K | 36 | 4 x T Pannel 3SU
MX906 | MOTOR | STAGE | G15 | WALL | [19 empty] | 0 |  |  |  | 0 | [8 empty] | 1 |  |  |  |  | 0 | [5 empty] | 0 |  |  |  | 1 | S2K | 36 | 4 x T Pannel 3SU
MX907 | MOTOR | STAGE | G15 | WALL | [19 empty] | 0 |  |  |  | 0 | [8 empty] | 1 |  |  |  |  | 0 | [5 empty] | 0 |  |  |  | 1 | S2K | 36 | 4 x T Pannel 3SU | 32
MX908 | MOTOR | STAGE | G15 | WALL | [19 empty] | 0 |  |  |  | 0 | [8 empty] | 1 |  |  |  |  | 0 | [5 empty] | 0 |  |  |  | 1 | S2K | 37 | Rack
MX909 | MOTOR | STAGE | G15 | WALL | [19 empty] | 0 |  |  |  | 0 | [8 empty] | 1 |  |  |  |  | 0 | [5 empty] | 0 |  |  |  | 1 | S2K | 45 | Rack
MX910 | MOTOR | STAGE | G15 | WALL | [19 empty] | 0 |  |  |  | 0 | [8 empty] | 1 |  |  |  |  | 0 | [5 empty] | 0 |  |  |  | 1 | S2K | 45 | Rack
MX911 | MOTOR | STAGE | G15 | WALL | [19 empty] | 0 |  |  |  | 0 | [8 empty] | 1 |  |  |  |  | 0 | [5 empty] | 0 |  |  |  | 1 | S2K | 9 | T Pannel 3SU
MX912 | MOTOR | STAGE | G15 | WALL | [19 empty] | 0 |  |  |  | 0 | [8 empty] | 1 |  |  |  |  | 0 | [5 empty] | 0 |  |  |  | 1 | S2K | 9 | T Pannel 3SU
MX913 | MOTOR | STAGE | G15 | WALL | [19 empty] | 0 |  |  |  | 0 | [8 empty] | 1 |  |  |  |  | 0 | [5 empty] | 0 |  |  |  | 1 | S2K | 10 | T Pannel 3SU
MX914 | MOTOR | STAGE | G15 | WALL | [19 empty] | 0 |  |  |  | 0 | [8 empty] | 1 |  |  |  |  | 0 | [5 empty] | 0 |  |  |  | 1 | S2K | 10 | T Pannel 3SU | 4
MX915 | MOTOR | STAGE | G15 | WALL | [19 empty] | 0 |  |  |  | 0 | [8 empty] | 1 |  |  |  |  | 0 | [5 empty] | 0 |  |  |  | 1 | S2K | 0
BACK OF HOUSE | [23 empty] | 0 |  |  |  | 0 | [13 empty] | 0 | [5 empty] | 0 | [5 empty] | 0
BS201 | SCREEN | PRINC. DR. RM. 1 G26 |  | 2000 | [6 empty] | 1 |  | 1 | [10 empty] | 0 |  |  |  | 0 | [13 empty] | 0 | [5 empty] | 0 | 1 |  |  | 2 | S2K | 0
BS202 | VOL CTRL | PRINC. DR. RM. 1 G26 |  | 1200 | [8 empty] | 1 | [10 empty] | 0 |  |  |  | 0 | 1 | [12 empty] | 0 | [5 empty] | 0 |  |  |  | 2 | S2K | 0
BS203 | SCREEN | MULTI-PURPOSE RM/GREEG32 |  | 2000 | [6 empty] | 1 |  | 1 | [10 empty] | 0 |  |  |  | 0 | [13 empty] | 0 | [5 empty] | 0 | 1 |  |  | 2 | S2K | 0
BS204 | VOL CTRL | MULTI-PURPOSE RM/GREEG32 |  | 1200 | [8 empty] | 1 | [10 empty] | 0 |  |  |  | 0 | 1 | [12 empty] | 0 | [5 empty] | 0 |  |  |  | 2 | S2K | 0
BS205 | SCREEN | DR. RM. G39 |  | 2000 | [6 empty] | 1 |  | 1 | [10 empty] | 0 |  |  |  | 0 | [13 empty] | 0 | [5 empty] | 0 | 1 |  |  | 2 | S2K | 0
BS206 | VOL CTRL | DR. RM. G39 |  | 1200 | [8 empty] | 1 | [10 empty] | 0 |  |  |  | 0 | 1 | [12 empty] | 0 | [5 empty] | 0 |  |  |  | 2 | S2K | 0
BS207 | SCREEN | DR. RM. G29 |  | 2000 | [6 empty] | 1 |  | 1 | [10 empty] | 0 |  |  |  | 0 | [13 empty] | 0 | [5 empty] | 0 | 1 |  |  | 2 | S2K | 0
BS208 | VOL CTRL | DR. RM. G29 |  | 1200 | [8 empty] | 1 | [10 empty] | 0 |  |  |  | 0 | 1 | [12 empty] | 0 | [5 empty] | 0 |  |  |  | 2 | S2K | 0
BS209 | SCREEN | PRINC. DR. RM. 2 G20 |  | 2000 | [6 empty] | 1 |  | 1 | [10 empty] | 0 |  |  |  | 0 | [13 empty] | 0 | [5 empty] | 0 | 1 |  |  | 2 | S2K | 0
BS210 | VOL CTRL | PRINC. DR. RM. 2 G20 |  | 1200 | [8 empty] | 1 | [10 empty] | 0 |  |  |  | 0 | 1 | [12 empty] | 0 | [5 empty] | 0 |  |  |  | 2 | S2K | 0
BS211 | SCREEN | STAGE DOOR G41 |  | 2000 | [6 empty] | 1 |  | 1 | [10 empty] | 0 |  |  |  | 0 | [13 empty] | 0 | [5 empty] | 0 | 1 |  |  | 2 | S2K | 0
BS212 | VOL CTRL | STAGE DOOR G41 |  | 1200 | [8 empty] | 1 | [10 empty] | 0 |  |  |  | 0 | 1 | [12 empty] | 0 | [5 empty] | 0 |  |  |  | 2 | S2K | 0
BS213 | SCREEN | LOBBY G44 |  | 2000 | [6 empty] | 1 |  | 1 | [10 empty] | 0 |  |  |  | 0 | [13 empty] | 0 | [5 empty] | 0 | 1 |  |  | 2 | S2K | 0
BS214 | SCREEN | SCENE DOCK G24 |  | 2500 | [6 empty] | 1 |  | 1 | [10 empty] | 0 |  |  |  | 0 | [13 empty] | 0 | [5 empty] | 0 | 1 |  |  | 2 | S2K | 0
BS215 | SCREEN | WORKSHOP G35 |  | 2000 | [6 empty] | 1 |  | 1 | [10 empty] | 0 |  |  |  | 0 | [13 empty] | 0 | [5 empty] | 0 | 1 |  |  | 2 | S2K | 0
BS216 | VOL CTRL | WORKSHOP G35 |  | 1200 | [8 empty] | 1 | [10 empty] | 0 |  |  |  | 0 | 1 | [12 empty] | 0 | [5 empty] | 0 |  |  |  | 2 | S2K | 0
BS217 | TECH PANEL | WORKSHOP G35 |  | 1200 | 6 | [5 empty] | 2 |  | 1 |  | 2 |  | 2 |  | 2 |  | 1 |  |  | 0 |  |  |  | 0 |  |  |  |  | 2 | [8 empty] | 0 |  |  | 1 |  |  | 0 | 4 | 3 | 1 | 18 | 2 x T Pannel 3SU | 0
BS218 | TECH PANEL | SCENE DOCK G24 |  | 500 | 4 | [5 empty] | 2 |  |  |  | 2 |  | 2 |  | 2 |  | 1 |  |  | 0 |  |  |  | 0 |  |  |  |  | 2 | [8 empty] | 0 | [5 empty] | 0 | 2 | 2 | 4 | 15 | 2 x T Pannel 3SU | 0
BS401 | SCREEN | VENUE MAN. OFFICE 102 |  | 2000 | [6 empty] | 1 |  | 1 | [10 empty] | 0 |  |  |  | 0 | [13 empty] | 0 | [5 empty] | 0 | 1 |  |  | 2 | S2K | 0
BS402 | TECH PANEL | VENUE MAN. OFFICE 102 |  | 1100 | [8 empty] | 1 | [5 empty] | 1 |  |  |  |  | 0 |  |  |  | 0 | [13 empty] | 0 | [5 empty] | 0 |  |  |  | 2 | S2K | 0
BS601 | VOL CTRL | GUEST DRESS ROOM 212 |  | 1200 | [8 empty] | 1 | [10 empty] | 0 |  |  |  | 0 | 1 | [12 empty] | 0 | [5 empty] | 0 |  |  |  | 2 | S2K
CONFERENCE | [23 empty] | 0 |  |  |  | 0 | [13 empty] | 0 | [5 empty] | 0 |  |  |  | 0 |  | 0
CN601 | AV CONTROL | CONFERENCE 1 | 206 | 1100 | 1 | [7 empty] | 1 | [10 empty] | 0 |  |  |  | 0 | [13 empty] | 0 | [5 empty] | 0 |  |  |  | 2 | S2K | 1 | S2K
CN611 | TECH PANEL | CONFERENCE 1 | 206 | 300 | 4 | [5 empty] | 4 |  |  |  | 8 |  | 8 |  | 2 |  | 1 |  |  | 0 |  |  |  | 0 |  |  |  |  | 2 | [8 empty] | 0 |  |  | 2 |  |  | 0 | 2 | 2 |  | 29 | 3 x T Pannel 3SU | 1 | S2K
CN612 | TECH PANEL | CONFERENCE 1 | 206 | 0 | 4 | [5 empty] | 4 |  |  |  | 8 |  | 8 |  | 2 |  | 1 |  |  | 0 |  |  |  | 0 |  |  |  |  | 2 | [8 empty] | 0 |  |  | 2 |  |  | 0 | 2 | 2 | 1 | 29 | 3 x T Pannel 3SU | 1 | S2K
CN651 | AV CONTROL | CONFERENCE 2 | 205 | 1100 | 1 | [7 empty] | 1 | [10 empty] | 0 |  |  |  | 0 | [13 empty] | 0 | [5 empty] | 0 |  |  |  | 2 | S2K | 1 | S2K
CN661 | TECH PANEL | CONFERENCE 2 | 205 | 0 | 4 | [5 empty] | 4 |  |  |  | 8 |  | 8 |  | 2 |  | 1 |  |  | 0 |  |  |  | 0 |  |  |  |  | 2 | [8 empty] | 0 |  |  | 2 |  |  | 0 | 2 | 2 | 1 | 29 | 3 x T Pannel 3SU | 1 | S2K
CN662 | TECH PANEL | CONFERENCE 2 | 205 | 0 | 4 | [5 empty] | 4 |  |  |  | 8 |  | 8 |  | 2 |  | 1 |  |  | 0 |  |  |  | 0 |  |  |  |  | 2 | [8 empty] | 0 |  |  | 2 |  |  | 0 | 2 | 2 |  | 29 | 3 x T Pannel 3SU | 1 | S2K
CN701 | LIGHTING | CONFERENCE 1 | 206 | PIPE GRID | 1 | [18 empty] | 0 |  |  |  | 0 |  |  |  |  | 2 | [8 empty] | 0 |  |  | 4 |  |  | 0 |  |  |  | 3 | S2K | 1 | S2K
CN702 | LIGHTING | CONFERENCE 1 | 206 | PIPE GRID | 1 | [18 empty] | 0 |  |  |  | 0 |  |  |  |  | 2 | [8 empty] | 0 |  |  | 4 |  |  | 0 | 1 |  |  | 3 | S2K | 1 | S2K
CN703 | LIGHTING | CONFERENCE 1 | 206 | PIPE GRID | 1 | [18 empty] | 0 |  |  |  | 0 |  |  |  |  | 2 | [8 empty] | 0 |  |  | 4 |  |  | 0 |  |  |  | 3 | S2K | 1 | S2K
CN704 | LIGHTING | CONFERENCE 1 | 206 | PIPE GRID | 1 | [18 empty] | 0 |  |  |  | 0 |  |  |  |  | 2 | [8 empty] | 0 |  |  | 4 |  |  | 0 | 1 |  |  | 3 | S2K | 2 | S2K
CN705 | LIGHTING | CONFERENCE 1 | 206 | PIPE GRID | 1 | [18 empty] | 0 |  |  |  | 0 |  |  |  |  | 2 | [8 empty] | 0 |  |  | 4 |  |  | 0 |  |  |  | 3 | S2K | 2 | S2K
CN706 | LIGHTING | CONFERENCE 1 | 206 | PIPE GRID | 1 | [18 empty] | 0 |  |  |  | 0 |  |  |  |  | 2 | [8 empty] | 0 |  |  | 4 |  |  | 0 | 1 |  |  | 3 | S2K | 2 | S2K
CN707 | LIGHTING | CONFERENCE 1 | 206 | PIPE GRID | 1 | [18 empty] | 0 |  |  |  | 0 |  |  |  |  | 2 | [8 empty] | 0 |  |  | 4 |  |  | 0 |  |  |  | 3 | S2K | 3 | S2K
CN708 | LIGHTING | CONFERENCE 1 | 206 | PIPE GRID | 1 | [11 empty] | 1 |  | 1 |  |  |  |  | 0 |  |  |  | 0 |  |  |  |  | 2 | [8 empty] | 0 |  |  | 4 |  |  | 0 |  | 1 |  | 5 | 2 x S2K | 3 | S2K
CN711 | SPEAKER POINT | CONFERENCE 1 | 206 | PIPE GRID | 1 | [5 empty] | 1 | [5 empty] | 1 |  | 1 |  |  |  |  | 0 |  |  |  | 0 | [13 empty] | 0 | [5 empty] | 0 |  | 1 |  | 4 | S2K | 3 | S2K
CN712 | SPEAKER POINT | CONFERENCE 1 | 206 | PIPE GRID | 1 | [5 empty] | 1 | [5 empty] | 1 |  | 1 |  |  |  |  | 0 |  |  |  | 0 | [13 empty] | 0 | [5 empty] | 0 |  | 1 |  | 4 | S2K | 3 | S2K
CN713 | SPEAKER POINT | CONFERENCE 1 | 206 | PIPE GRID | 1 | [5 empty] | 1 | [5 empty] | 1 |  | 1 |  |  |  |  | 0 |  |  |  | 0 | [13 empty] | 0 | [5 empty] | 0 |  | 1 |  | 4 | S2K | 3 | S2K
CN714 | SPEAKER POINT | CONFERENCE 1 | 206 | PIPE GRID | 1 | [5 empty] | 1 | [5 empty] | 1 |  | 1 |  |  |  |  | 0 |  |  |  | 0 | [13 empty] | 0 | [5 empty] | 0 |  | 1 |  | 4 | S2K | 3 | S2K
CN721A | PROJECTOR | CONFERENCE 1 | 206 | PIPE GRID | 1 | [5 empty] | 1 |  | 1 | [10 empty] | 0 |  |  |  | 0 | [13 empty] | 0 | [5 empty] | 0 |  | 1 |  | 3 | S2K | 3 | S2K
CN721B | PROJECTOR | CONFERENCE 1 | 206 | PIPE GRID | 1 | [5 empty] | 1 |  | 1 | [10 empty] | 0 |  |  |  | 0 | [13 empty] | 0 | [5 empty] | 0 |  | 1 |  | 3 | S2K | 3 | S2K
CN722 | PROJECTION SCREEN | CONFERENCE 1 | 206 | PIPE GRID | [8 empty] | 1 | [10 empty] | 0 |  |  |  | 0 | [13 empty] | 0 | [5 empty] | 0 | 1 |  |  | 1 | S2K | 3 | S2K
CN723 | PROJECTION SCREEN | CONFERENCE 1 | 206 | PIPE GRID | [8 empty] | 1 | [10 empty] | 0 |  |  |  | 0 | [13 empty] | 0 | [5 empty] | 0 | 1 |  |  | 1 | S2K | 3 | S2K
CN724 | PROJECTION SCREEN | CONFERENCE 1 | 206 | PIPE GRID | [8 empty] | 1 | [10 empty] | 0 |  |  |  | 0 | [13 empty] | 0 | [5 empty] | 0 | 1 |  |  | 1 | S2K | 3 | S2K
CN751 | LIGHTING | CONFERENCE 2 | 205 | PIPE GRID | 1 | [18 empty] | 0 |  |  |  | 0 |  |  |  |  | 2 | [8 empty] | 0 |  |  | 4 |  |  | 0 |  |  |  | 3 | S2K | 3 | S2K
CN752 | LIGHTING | CONFERENCE 2 | 205 | PIPE GRID | 1 | [18 empty] | 0 |  |  |  | 0 |  |  |  |  | 2 | [8 empty] | 0 |  |  | 4 |  |  | 0 | 1 |  |  | 3 | S2K | 3 | S2K
CN753 | LIGHTING | CONFERENCE 2 | 205 | PIPE GRID | 1 | [18 empty] | 0 |  |  |  | 0 |  |  |  |  | 2 | [8 empty] | 0 |  |  | 4 |  |  | 0 |  |  |  | 3 | S2K | 3 | S2K
CN754 | LIGHTING | CONFERENCE 2 | 205 | PIPE GRID | 1 | [18 empty] | 0 |  |  |  | 0 |  |  |  |  | 2 | [8 empty] | 0 |  |  | 4 |  |  | 0 | 1 |  |  | 3 | S2K | 3 | S2K
CN755 | LIGHTING | CONFERENCE 2 | 205 | PIPE GRID | 1 | [18 empty] | 0 |  |  |  | 0 |  |  |  |  | 2 | [8 empty] | 0 |  |  | 4 |  |  | 0 |  |  |  | 3 | S2K | 3 | S2K
CN756 | LIGHTING | CONFERENCE 2 | 205 | PIPE GRID | 1 | [18 empty] | 0 |  |  |  | 0 |  |  |  |  | 2 | [8 empty] | 0 |  |  | 4 |  |  | 0 | 1 |  |  | 3 | S2K | 3 | S2K
CN757 | LIGHTING | CONFERENCE 2 | 205 | PIPE GRID | 1 | [18 empty] | 0 |  |  |  | 0 |  |  |  |  | 2 | [8 empty] | 0 |  |  | 4 |  |  | 0 |  |  |  | 3 | S2K | 3 | S2K
CN758 | LIGHTING | CONFERENCE 2 | 205 | PIPE GRID | 1 | [11 empty] | 1 |  | 1 |  |  |  |  | 0 |  |  |  | 0 |  |  |  |  | 2 | [8 empty] | 0 |  |  | 4 |  |  | 0 |  | 1 |  | 5 | 2 x S2K | 3 | S2K
CN761 | SPEAKER POINT | CONFERENCE 2 | 205 | PIPE GRID | 1 | [5 empty] | 1 | [5 empty] | 1 |  | 1 |  |  |  |  | 0 |  |  |  | 0 | [13 empty] | 0 | [5 empty] | 0 |  | 1 |  | 4 | S2K | 3 | S2K
CN762 | SPEAKER POINT | CONFERENCE 2 | 205 | PIPE GRID | 1 | [5 empty] | 1 | [5 empty] | 1 |  | 1 |  |  |  |  | 0 |  |  |  | 0 | [13 empty] | 0 | [5 empty] | 0 |  | 1 |  | 4 | S2K | 3 | S2K
CN763 | SPEAKER POINT | CONFERENCE 2 | 205 | PIPE GRID | 1 | [5 empty] | 1 | [5 empty] | 1 |  | 1 |  |  |  |  | 0 |  |  |  | 0 | [13 empty] | 0 | [5 empty] | 0 |  | 1 |  | 4 | S2K | 3 | S2K
CN764 | SPEAKER POINT | CONFERENCE 2 | 205 | PIPE GRID | 1 | [5 empty] | 1 | [5 empty] | 1 |  | 1 |  |  |  |  | 0 |  |  |  | 0 | [13 empty] | 0 | [5 empty] | 0 |  | 1 |  | 4 | S2K | 3 | S2K
CN771A | PROJECTOR | CONFERENCE 2 | 205 | PIPE GRID | 1 | [5 empty] | 1 |  | 1 | [10 empty] | 0 |  |  |  | 0 | [13 empty] | 0 | [5 empty] | 0 |  | 1 |  | 3 | S2K | 3 | S2K
CN771B | PROJECTOR | CONFERENCE 2 | 205 | PIPE GRID | 1 | [5 empty] | 1 |  | 1 | [10 empty] | 0 |  |  |  | 0 | [13 empty] | 0 | [5 empty] | 0 |  | 1 |  | 3 | S2K | 3 | S2K
CN772 | PROJECTION SCREEN | CONFERENCE 2 | 205 | PIPE GRID | [8 empty] | 1 | [10 empty] | 0 |  |  |  | 0 | [13 empty] | 0 | [5 empty] | 0 | 1 |  |  | 1 | S2K | 3 | S2K
CN773 | PROJECTION SCREEN | CONFERENCE 2 | 205 | PIPE GRID | [8 empty] | 1 | [10 empty] | 0 |  |  |  | 0 | [13 empty] | 0 | [5 empty] | 0 | 1 |  |  | 1 | S2K | 3 | S2K
CN774 | PROJECTION SCREEN | CONFERENCE 2 | 205 | PIPE GRID | [8 empty] | 1 | [10 empty] | 0 |  |  |  | 0 | [13 empty] | 0 | [5 empty] | 0 | 1 |  |  | 1 | S2K | 3 | S2K
DIM602 | DIMMER RACK | FURNITURE STORE | 209 | REF DWG | [16 empty] | 1 |  |  | 0 |  |  |  | 0 |  |  |  |  | 4 | [8 empty] | 0 | [5 empty] | 0 |  |  | 7 | 5 | 2 x S2K | 3 | S2K
ER601 | EQPT RACK | FURNITURE STORE | 209 | 0 | 5 |  | 12 | [16 empty] | 0 |  |  |  | 0 | [13 empty] | 0 | [5 empty] | 0 | 2x(20A) | 2x(20A) |  | 17 | 2 x S2K | 3 | S2K
ER601 | EQPT RACK | FURNITURE STORE | 209 | 0 | 5 |  | 12 | [16 empty] | 0 |  |  |  | 0 | [13 empty] | 0 | [5 empty] | 0 | 2x(20A) | 2x(20A) |  | 17 | 2 x S2K | 3 | S2K
BREAK OUT | [23 empty] | 0 |  |  |  | 0 | [13 empty] | 0 | [5 empty] | 0 |  |  |  | 0 |  | 3 | S2K
BR701 | LIGHTING | BREAK OUT | 204 | CEILING | 1 | [5 empty] | 1 | [5 empty] | 2 |  | 1 |  |  |  |  | 0 |  |  |  | 0 |  |  |  |  | 2 | [8 empty] | 0 |  |  | 2 |  |  | 0 | 1 | 1 |  | 7 | 2 x S2K | 3 | S2K
BR702 | LIGHTING | BREAK OUT | 204 | CEILING | 1 | [5 empty] | 1 | [7 empty] | 1 |  |  |  |  | 0 |  |  |  | 0 |  |  |  |  | 2 | [8 empty] | 0 |  |  | 2 |  |  | 0 | 1 | 1 |  | 5 | 2 x S2K | 3 | S2K
BR703 | LIGHTING | BREAK OUT | 204 | CEILING | 1 | [5 empty] | 1 | [7 empty] | 1 |  |  |  |  | 0 |  |  |  | 0 |  |  |  |  | 2 | [8 empty] | 0 |  |  | 2 |  |  | 0 | 1 | 1 |  | 5 | 2 x S2K | 3 | S2K
BR704 | LIGHTING | BREAK OUT | 204 | CEILING | 1 | [5 empty] | 1 | [5 empty] | 2 |  | 1 |  |  |  |  | 0 |  |  |  | 0 |  |  |  |  | 2 | [8 empty] | 0 |  |  | 2 |  |  | 0 | 1 | 1 |  | 7 | 2 x S2K | 3 | S2K
REHEARSAL | [23 empty] | 0 |  |  |  | 0 | [13 empty] | 0 | [5 empty] | 0 |  |  |  | 0 |  | 3 | S2K
RH601 | AV CONTROL | REHEARSAL | 203 | 1100 | 1 | [7 empty] | 1 | [10 empty] | 0 |  |  |  | 0 | [13 empty] | 0 | [5 empty] | 0 |  |  |  | 2 | S2K | 3 | S2K
RH611 | TECH PANEL | REHEARSAL | 203 | 300 | 4 | [5 empty] | 4 |  |  |  | 8 |  | 8 |  | 2 |  | 1 |  |  | 0 |  |  |  | 0 |  |  |  |  | 2 | [8 empty] | 0 |  |  | 2 |  |  | 0 | 1 | 1 |  | 29 | 3 x T Pannel 3SU | 3 | S2K
RH612 | TECH PANEL | REHEARSAL | 203 | 300 | 4 | [5 empty] | 4 |  |  |  | 8 |  | 8 |  | 2 |  | 1 |  |  | 0 |  |  |  | 0 |  |  |  |  | 2 | [8 empty] | 0 |  |  | 2 |  |  | 0 | 1 | 1 | 1 | 29 | 3 x T Pannel 3SU | 3 | S2K
RH613 | TECH PANEL | REHEARSAL | 203 | 0 | 4 | [5 empty] | 4 |  |  |  | 8 |  | 8 |  | 2 |  | 1 |  |  | 0 |  |  |  | 0 |  |  |  |  | 2 | [8 empty] | 0 |  |  | 2 |  |  | 0 | 1 | 1 |  | 29 | 3 x T Pannel 3SU | 3 | S2K
RH701 | LIGHITNG | REHEARSAL | 203 | PIPE GRID | 1 | [18 empty] | 0 |  |  |  | 0 |  |  |  |  | 2 | [8 empty] | 0 |  |  | 4 |  |  | 0 |  |  |  | 3 | S2K | 4 | S2K
RH702 | LIGHITNG | REHEARSAL | 203 | PIPE GRID | 1 | [18 empty] | 0 |  |  |  | 0 |  |  |  |  | 2 | [8 empty] | 0 |  |  | 4 |  |  | 0 | 1 |  |  | 3 | S2K | 4 | S2K
RH703 | LIGHITNG | REHEARSAL | 203 | PIPE GRID | 1 | [18 empty] | 0 |  |  |  | 0 |  |  |  |  | 2 | [8 empty] | 0 |  |  | 4 |  |  | 0 |  |  |  | 3 | S2K | 4 | S2K
RH704 | LIGHITNG | REHEARSAL | 203 | PIPE GRID | 1 | [18 empty] | 0 |  |  |  | 0 |  |  |  |  | 2 | [8 empty] | 0 |  |  | 4 |  |  | 0 | 1 |  |  | 3 | S2K | 4 | S2K
RH705 | LIGHITNG | REHEARSAL | 203 | PIPE GRID | 1 | [18 empty] | 0 |  |  |  | 0 |  |  |  |  | 2 | [8 empty] | 0 |  |  | 4 |  |  | 0 |  |  |  | 3 | S2K | 4 | S2K
RH706 | LIGHITNG | REHEARSAL | 203 | PIPE GRID | 1 | [18 empty] | 0 |  |  |  | 0 |  |  |  |  | 2 | [8 empty] | 0 |  |  | 4 |  |  | 0 | 1 |  |  | 3 | S2K | 4 | S2K
RH707 | LIGHITNG | REHEARSAL | 203 | PIPE GRID | 1 | [18 empty] | 0 |  |  |  | 0 |  |  |  |  | 2 | [8 empty] | 0 |  |  | 4 |  |  | 0 |  |  |  | 3 | S2K | 4 | S2K
RH708 | LIGHITNG | REHEARSAL | 203 | PIPE GRID | 1 | [11 empty] | 1 |  | 1 |  |  |  |  | 0 |  |  |  | 0 |  |  |  |  | 2 | [8 empty] | 0 |  |  | 4 |  |  | 0 |  | 1 |  | 5 | 2 x S2K | 4 | S2K
RH711 | SPEAKER POINT | REHEARSAL | 203 | PIPE GRID | 1 | [5 empty] | 1 | [5 empty] | 1 |  | 1 |  |  |  |  | 0 |  |  |  | 0 | [13 empty] | 0 | [5 empty] | 0 |  | 1 |  | 4 | S2K | 4 | S2K
RH712 | SPEAKER POINT | REHEARSAL | 203 | PIPE GRID | 1 | [5 empty] | 1 | [5 empty] | 1 |  | 1 |  |  |  |  | 0 |  |  |  | 0 | [13 empty] | 0 | [5 empty] | 0 |  | 1 |  | 4 | S2K | 4 | S2K
RH713 | SPEAKER POINT | REHEARSAL | 203 | PIPE GRID | 1 | [5 empty] | 1 | [5 empty] | 1 |  | 1 |  |  |  |  | 0 |  |  |  | 0 | [13 empty] | 0 | [5 empty] | 0 |  | 1 |  | 4 | S2K | 4 | S2K
RH714 | SPEAKER POINT | REHEARSAL | 203 | PIPE GRID | 1 | [5 empty] | 1 | [5 empty] | 1 |  | 1 |  |  |  |  | 0 |  |  |  | 0 | [13 empty] | 0 | [5 empty] | 0 |  | 1 |  | 4 | S2K | 4 | S2K
RH731A | PROJECTOR | REHEARSAL | 203 | PIPE GRID | 1 | [5 empty] | 1 |  | 1 | [10 empty] | 0 |  |  |  | 0 | [13 empty] | 0 | [5 empty] | 0 |  | 1 |  | 3 | S2K | 4 | S2K
RH731B | PROJECTOR | REHEARSAL | 203 | PIPE GRID | 1 | [5 empty] | 1 |  | 1 | [10 empty] | 0 |  |  |  | 0 | [13 empty] | 0 | [5 empty] | 0 |  | 1 |  | 3 | S2K | 4 | S2K
RH732 | PROJECTION SCREEN | REHEARSAL | 203 | PIPE GRID | [8 empty] | 1 | [10 empty] | 0 |  |  |  | 0 | [13 empty] | 0 | [5 empty] | 0 | 1 |  |  | 1 | S2K | 4 | S2K
RH733 | PROJECTION SCREEN | REHEARSAL | 203 | PIPE GRID | [8 empty] | 1 | [10 empty] | 0 |  |  |  | 0 | [13 empty] | 0 | [5 empty] | 0 | 1 |  |  | 1 | S2K | 4 | S2K
RH734 | PROJECTION SCREEN | REHEARSAL | 203 | PIPE GRID | [8 empty] | 1 | [10 empty] | 0 |  |  |  | 0 | [13 empty] | 0 | [5 empty] | 0 | 1 |  |  | 1 | S2K | 4 | S2K
FRONT OF HOUSE | [23 empty] | 0 |  |  |  | 0 | [13 empty] | 0 | [5 empty] | 0 |  |  |  | 0 |  | 4 | S2K
ER211 | EQUIP RACK | CLOAK ROOM | G07 | 0 | 5 |  | 12 | [16 empty] | 0 |  |  |  | 0 | [13 empty] | 0 | [5 empty] | 0 | 2x(20A) | 2x(20A) |  | 17 | 2 x S2K | 4 | S2K
ER211 | EQUIP RACK | CLOAK ROOM | G07 | 0 | 5 |  | 12 | [16 empty] | 0 |  |  |  | 0 | [13 empty] | 0 | [5 empty] | 0 | 2x(20A) | 2x(20A) |  | 17 | 2 x S2K | 4 | S2K
FY201 | TECH PANEL | FUNCTION/FOYER | G01 | 0 | 2 | [5 empty] | 2 |  | 1 |  | 2 |  | 2 |  | 1 |  |  |  |  | 0 |  |  |  | 0 | [13 empty] | 0 | [5 empty] | 0 | 1 | 1 |  | 10 | T Pannel 3SU | 4 | S2K
FY202 | TECH PANEL | FUNCTION/FOYER | G01 | 300 | 2 | [5 empty] | 2 |  | 1 |  | 2 |  | 2 |  | 1 |  |  |  |  | 0 |  |  |  | 0 | [13 empty] | 0 | [5 empty] | 0 | 1 | 1 |  | 10 | T Pannel 3SU | 4 | S2K
FY211 | TECH PANEL | FUNCTION/FOYER | G01 | 0 | 2 | [5 empty] | 2 |  | 1 |  | 2 |  | 4 |  | 2 |  |  |  |  | 0 |  |  |  | 0 | [13 empty] | 0 | [5 empty] | 0 | 1 | 1 | 1 | 13 | 2 x T Pannel 3SU | 4 | S2K
FY212 | NOT USED | [22 empty] | 0 |  |  |  | 0 | [13 empty] | 0 | [5 empty] | 0 |  |  |  | 0 |  | 4 | S2K
FY213 | TECH PANEL | FUNCTION/FOYER | G01 | 0 | 2 | [5 empty] | 2 |  | 1 |  | 2 |  | 4 |  | 2 |  |  |  |  | 0 |  |  |  | 0 | [13 empty] | 0 | [5 empty] | 0 | 1 | 1 | 1 | 13 | 2 x T Pannel 3SU | 4 | S2K
FY214 | TECH PANEL | FUNCTION/FOYER | G01 | 0 | 2 | [5 empty] | 2 |  | 1 |  | 2 |  | 4 |  | 2 |  |  |  |  | 0 |  |  |  | 0 | [13 empty] | 0 | [5 empty] | 0 | 1 | 1 |  | 13 | 2 x T Pannel 3SU | 4 | S2K
FY221 | SCREEN | FUNCTION/FOYER | G01 | 2200 | 1 | [5 empty] | 2 | [12 empty] | 0 |  |  |  | 0 | [13 empty] | 0 | [5 empty] | 0 | 1 |  |  | 3 | S2K | 4 | S2K
FY222 | SCREEN | FUNCTION/FOYER | G01 | 2200 | 1 | [5 empty] | 2 | [12 empty] | 0 |  |  |  | 0 | [13 empty] | 0 | [5 empty] | 0 | 1 |  |  | 3 | S2K | 4 | S2K
FY223 | NOT USED | [22 empty] | 0 |  |  |  | 0 | [13 empty] | 0 | [5 empty] | 0 |  |  |  | 0 |  | 4 | S2K
FY224 | NOT USED | [22 empty] | 0 |  |  |  | 0 | [13 empty] | 0 | [5 empty] | 0 |  |  |  | 0 |  | 4 | S2K
FY225 | NOT USED | [22 empty] | 0 |  |  |  | 0 | [13 empty] | 0 | [5 empty] | 0 |  |  |  | 0 |  | 4 | S2K
FY226 | SCREEN | FUNCTION/FOYER | G01 | 2200 | 1 | [5 empty] | 2 | [12 empty] | 0 |  |  |  | 0 | [13 empty] | 0 | [5 empty] | 0 | 1 |  |  | 3 | S2K | 5 | 2 x S2K
FY227 | SCREEN | FUNCTION/FOYER | G01 | 2200 | 1 | [5 empty] | 2 | [12 empty] | 0 |  |  |  | 0 | [13 empty] | 0 | [5 empty] | 0 | 1 |  |  | 3 | S2K | 5 | 2 x S2K
FY228 | SCREEN | FUNCTION/FOYER | G01 | 2200 | 1 | [5 empty] | 2 | [12 empty] | 0 |  |  |  | 0 | [13 empty] | 0 | [5 empty] | 0 | 1 |  |  | 3 | S2K | 5 | 2 x S2K
FY229 | SCREEN | FUNCTION/FOYER | G01 | 2200 | 1 | [5 empty] | 2 | [12 empty] | 0 |  |  |  | 0 | [13 empty] | 0 | [5 empty] | 0 | 1 |  |  | 3 | S2K | 5 | 2 x S2K
FY231 | HOUSE MANAGERS PANEL | FUNCTION/FOYER | G01 | 1100 | 1 | [7 empty] | 1 | [5 empty] | 1 |  |  |  |  | 0 | 1 |  |  | 0 | [13 empty] | 0 | [5 empty] | 0 | 1 |  |  | 4 | S2K | 5 | 2 x S2K | 136
FY232 | NOT USED | [22 empty] | 0 |  |  |  | 0 | [13 empty] | 0 | [5 empty] | 0 |  |  |  | 0 |  | 5 | 2 x S2K
FY301 | TECH PANEL | FUNCTION/FOYER | G01 | CEILING | 4 | [18 empty] | 0 |  |  |  | 0 | [13 empty] | 0 | [5 empty] | 0 | 2 |  |  | 4 | S2K | 6 | 2 x S2K
FY302 | TECH PANEL | FUNCTION/FOYER | G01 | CEILING | 4 | [18 empty] | 0 |  |  |  | 0 | [13 empty] | 0 | [5 empty] | 0 | 2 |  |  | 4 | S2K | 6 | 2 x S2K
FY303 | TECH PANEL | FUNCTION/FOYER | G01 | CEILING | 4 | [18 empty] | 0 |  |  |  | 0 | [13 empty] | 0 | [5 empty] | 0 | 2 |  |  | 4 | S2K | 6 | 2 x S2K
FY304 | TECH PANEL | FUNCTION/FOYER | G01 | CEILING | 4 | [18 empty] | 0 |  |  |  | 0 | [13 empty] | 0 | [5 empty] | 0 | 2 |  |  | 4 | S2K | 6 | 2 x S2K
FY305 | TECH PANEL | FUNCTION/FOYER | G01 | CEILING | 4 | [18 empty] | 0 |  |  |  | 0 | [13 empty] | 0 | [5 empty] | 0 | 2 |  |  | 4 | S2K | 7 | 2 x S2K
FY306 | TECH PANEL | FUNCTION/FOYER | G01 | CEILING | 4 | [18 empty] | 0 |  |  |  | 0 | [13 empty] | 0 | [5 empty] | 0 | 2 |  |  | 4 | S2K | 7 | 2 x S2K
FY307 | TECH PANEL | FUNCTION/FOYER | G01 | CEILING | 4 | [18 empty] | 0 |  |  |  | 0 | [13 empty] | 0 | [5 empty] | 0 | 2 |  |  | 4 | S2K | 11 | 2 x T Pannel 3SU
FY308 | TECH PANEL | FUNCTION/FOYER | G01 | CEILING | 4 | [18 empty] | 0 |  |  |  | 0 | [13 empty] | 0 | [5 empty] | 0 | 2 |  |  | 4 | S2K | 11 | 2 x T Pannel 3SU
FY309 | TECH PANEL | FUNCTION/FOYER | G01 | CEILING | 4 | [18 empty] | 0 |  |  |  | 0 | [13 empty] | 0 | [5 empty] | 0 | 2 |  |  | 4 | S2K | 11 | 2 x T Pannel 3SU
FY310 | TECH PANEL | FUNCTION/FOYER | G01 | CEILING | 4 | [18 empty] | 0 |  |  |  | 0 | [13 empty] | 0 | [5 empty] | 0 | 2 |  |  | 4 | S2K | 11 | 2 x T Pannel 3SU
FY311 | TECH PANEL | FUNCTION/FOYER | G01 | CEILING | 4 | [18 empty] | 0 |  |  |  | 0 | [13 empty] | 0 | [5 empty] | 0 | 2 |  |  | 4 | S2K | 11 | 2 x T Pannel 3SU
FY312 | TECH PANEL | FUNCTION/FOYER | G01 | CEILING | 4 | [18 empty] | 0 |  |  |  | 0 | [13 empty] | 0 | [5 empty] | 0 | 2 |  |  | 4 | S2K | 13 | 2 x T Pannel 3SU
FY313 | TECH PANEL | FUNCTION/FOYER | G01 | CEILING | 4 | [18 empty] | 0 |  |  |  | 0 | [13 empty] | 0 | [5 empty] | 0 | 2 |  |  | 4 | S2K | 13 | 2 x T Pannel 3SU
FY314 | TECH PANEL | FUNCTION/FOYER | G01 | CEILING | 4 | [18 empty] | 0 |  |  |  | 0 | [13 empty] | 0 | [5 empty] | 0 | 2 |  |  | 4 | S2K | 13 | 2 x T Pannel 3SU | 16
FY401 | TECH PANEL | FOYER | 113 | 0 | 2 | [5 empty] | 2 |  | 1 |  | 2 |  | 2 |  | 2 |  |  |  |  | 0 |  |  |  | 0 | [13 empty] | 0 | [5 empty] | 0 | 1 | 1 |  | 11 | 2 x T Pannel 3Su | 29 | 3 x T Pannel 3SU
FY402 | TECH PANEL | FOYER | 113 | 300 | 2 | [5 empty] | 2 |  | 1 |  | 2 |  | 2 |  | 2 |  |  |  |  | 0 |  |  |  | 0 | [13 empty] | 0 | [5 empty] | 0 | 1 | 1 |  | 11 | 2 x T Pannel 3Su | 29 | 3 x T Pannel 3SU
FY403 | TECH PANEL | FOYER | 113 | 0 | 2 | [5 empty] | 2 |  | 1 |  | 2 |  | 2 |  | 2 |  |  |  |  | 0 |  |  |  | 0 | [13 empty] | 0 | [5 empty] | 0 | 1 | 1 |  | 11 | 2 x T Pannel 3Su | 29 | 3 x T Pannel 3SU
FY421 | SCREEN | FOYER | 113 | 2200 | 1 | [5 empty] | 2 | [12 empty] | 0 |  |  |  | 0 | [13 empty] | 0 | [5 empty] | 0 | 1 |  |  | 3 | S2K | 29 | 3 x T Pannel 3SU
FY422 | SCREEN | FOYER | 113 | 2200 | 1 | [5 empty] | 2 | [12 empty] | 0 |  |  |  | 0 | [13 empty] | 0 | [5 empty] | 0 | 1 |  |  | 3 | S2K | 29 | 3 x T Pannel 3SU
FY423 | SCREEN | FOYER | 113 | CEILING | 1 | [5 empty] | 2 | [12 empty] | 0 |  |  |  | 0 | [13 empty] | 0 | [5 empty] | 0 | 1 |  |  | 3 | S2K | 29 | 3 x T Pannel 3SU
FY424 | SCREEN | FOYER | 113 | CEILING | 1 | [5 empty] | 2 | [12 empty] | 0 |  |  |  | 0 | [13 empty] | 0 | [5 empty] | 0 | 1 |  |  | 3 | S2K | 29 | 3 x T Pannel 3SU | 21
FY601 | TECH PANEL | FOYER | 207 | 300 | 2 | [5 empty] | 2 |  | 1 |  | 2 |  | 2 |  | 2 |  |  |  |  | 0 |  |  |  | 0 | [13 empty] | 0 | [5 empty] | 0 | 1 | 1 |  | 11 | 2 x T Pannel 3SU | 10 | T Pannel 3SU
FY602 | TECH PANEL | FOYER | 207 | 300 | 2 | [5 empty] | 2 |  | 1 |  | 2 |  | 2 |  | 2 |  |  |  |  | 0 |  |  |  | 0 | [13 empty] | 0 | [5 empty] | 0 | 1 | 1 |  | 11 | 2 x T Pannel 3SU | 10 | T Pannel 3SU | 2
FY621 | SCREEN | FOYER | 207 | 2200 | 1 | [5 empty] | 2 | [12 empty] | 0 |  |  |  | 0 | [13 empty] | 0 | [5 empty] | 0 | 1 |  |  | 3 | S2K | 0
FY622 | SCREEN | FOYER | 207 | 2200 | 1 | [5 empty] | 2 | [12 empty] | 0 |  |  |  | 0 | [13 empty] | 0 | [5 empty] | 0 | 1 |  |  | 3 | S2K | 0
FY623 | SCREEN | FOYER | 207 | 2200 | 1 | [5 empty] | 2 | [12 empty] | 0 |  |  |  | 0 | [13 empty] | 0 | [5 empty] | 0 | 1 |  |  | 3 | S2K | 0
FY624 | SCREEN | FOYER | 207 | 2200 | 1 | [5 empty] | 2 | [12 empty] | 0 |  |  |  | 0 | [13 empty] | 0 | [5 empty] | 0 | 1 |  |  | 3 | S2K | 0
FY731 | EVENT PANEL | FOYER | 207 | CEILING | 4 | [18 empty] | 0 |  |  |  | 0 | [13 empty] | 0 | [5 empty] | 0 | 2 |  |  | 4 | S2K | 0
FY732 | EVENT PANEL | FOYER | 207 | CEILING | 4 | [18 empty] | 0 |  |  |  | 0 | [13 empty] | 0 | [5 empty] | 0 | 2 |  |  | 4 | S2K | 0
FY733 | EVENT PANEL | FOYER | 207 | CEILING | 4 | [18 empty] | 0 |  |  |  | 0 | [13 empty] | 0 | [5 empty] | 0 | 2 |  |  | 4 | S2K | 0
FY734 | EVENT PANEL | FOYER | 207 | CEILING | 4 | [18 empty] | 0 |  |  |  | 0 | [13 empty] | 0 | [5 empty] | 0 | 2 |  |  | 4 | S2K | 0
© COPYRIGHT THE DESIGN SHOWN ON THIS DOCUMENT REMAINS THE PROPERTY OF MARSHALL DAY ENTERTECH AND MUST NOT BE REPRODUCED WITHOUT THE OWNER’S PERMISSION |  | STAGE |  |  |  |  | REV |  |  |  | DESCRIPTION | [5 empty] | DATE |  | DRN |  | CHK |  | NOTES: | [21 empty] | BUSSELTON PERFORMING ARTS AND CONVENTION CENTRE CABLE SCHEDULE SHEET 5 of 5 20200320 - 1010
|  | FOR TENDER | THEATRE |  |  |  | 0/01/1900 |  |  |  | FOR TENDER | [5 empty] | 2021-11-03 |  | KK |  | RJ |  | 1. FOR KEY AND DEFINITIONS REFER TO TITLE PAGE 2. CABLE SCHEDULE IS INTENDED TO BE READ IN CONJUNCTION WITH THE MDE THEATRE DESIGN DRAWING PACKAGE. 3. TECHNICAL PANEL LOCATIONS REFERENCE DRAWINGS: 2### SERIES | [29 empty] | Cost of connectors
|  |  | Part Number | Type | Cat 6A S/FTP R&M R305649 |  | 0M3 - 4pair LC |  | 3G-SDI-HD, RG59 < 60m, RG6 > 60m |  | Cat 6A S/FTP R&M R305649 |  | Cat 6A S/FTP R&M R305649 |  | Belden 1801B/ 1802B/ 1803F /7880A |  |  |  | Cat 6A S/FTP R&M R305649 |  | Belden 1802B |  | Belden 1802B |  | Cat 6A U/FTP R&M R308247 |  | Cat 6A U/FTP R&M R308247 |  | 18 AWG 0.75mm2 figure 8 |  | 11AWG 4mm2 figure 8 with overall sheath |  | Cat 6A U/FTP R&M R308247 |  | Cat 6A S/FTP R&M R305649 |  | System Dependant |  | System Dependant |  | System Dependant |  | System Dependant |  | Black faceplate - Autoswitched |  | Blue/ White Faceplates |  |  | Green Faceplate | 40A |  | Cost | 12.5 | Ext Cost Ex GST |  | 130%
|  |  | R & M R813487 | RJ45-keystone | 238 |  |  |  | 0 |  | 99 | 37 | 37 | [5 empty] | 155 |  |  |  | 0 | 0 |  |  | 0 | 0 |  |  |  |  | 231 | 3 | 3 |  |  |  | 5 | 0 | 0 | 5 | 5 |  |  |  | 0 | 0 |  |  |  | 773 | 16.69 | 9662.5 | 12901.37 | 22563.87 | 29333.031
|  |  | R & M R813487 | RJ45-Nutric | 238 |  |  |  | 0 |  | 99 | 37 | 37 | [5 empty] | 155 |  |  |  | 0 | 0 |  |  | 0 | 0 |  |  |  |  | 231 | 3 | 3 |  | 53 |  | 5 | 0 | 0 | 5 | 5 |  |  |  | 0 | 0 |  |  |  | 826 | 25 | 10325 | 20650 | 30975 | 40267.5
|  |  | Neutrik NBB75DFIB-P | BNC |  |  |  |  | 0 | [13 empty] | 0 | 0 |  |  | 0 | 0 | [12 empty] | 0 | 0 |  |  |  |  | 0 | 0 |  |  |  | 0 | 19 | 0 | 0 | 0 | 0
|  |  | Neutrik NBB75DFIB-P | BNC |  |  |  |  | 0 | [13 empty] | 0 | 0 |  |  | 0 | 0 | [12 empty] | 0 | 0 |  |  |  |  | 0 | 0 |  |  |  | 0 | 19 | 0 | 0 | 0 | 0
|  |  | Neutrik NC3MD-L-B-1 | Audio Nutric 3 pin XLR |  |  |  |  | 0 | [5 empty] | 194 | 185 | 185 |  |  |  | 37 | 0 | 0 | 4 | 4 |  | 0 | 0 | [12 empty] | 0 | 0 |  |  |  |  | 0 | 0 |  |  |  | 420 | 9.41 | 5250 | 3952.2 | 9202.2 | 11962.86
|  |  | Neutrik NC3FD-L-B-1, | Audio Nutric 3 pin XLR |  |  |  |  | 0 | [5 empty] | 194 | 185 | 185 |  |  |  | 37 | 0 | 0 | 4 | 4 |  | 0 | 0 | [12 empty] | 0 | 0 |  |  |  |  | 0 | 0 |  |  |  | 420 | 9 | 5250 | 3780 | 9030 | 11739
|  |  |  | LC Multimode x 8 |  |  | 56 |  | 0 | [13 empty] | 0 | 0 |  |  | 0 | 0 | [12 empty] | 0 | 0 |  |  |  |  | 0 | 0 |  |  |  | 672 | 30 | 8400 | 20160 | 28560 | 37128
|  |  |  | LC Multimode x 8 |  |  | 56 |  | 0 | [13 empty] | 0 | 0 |  |  | 0 | 0 | [12 empty] | 0 | 0 |  |  |  |  | 0 | 0 |  |  |  | 672 | 30 | 8400 | 20160 | 28560 | 37128
|  |  | Neutrik NL4MP | speakon |  |  |  |  | 0 | [13 empty] | 0 | 0 |  |  | 0 | 0 | 8 | 95 | 95 | [9 empty] | 0 | 0 |  |  |  |  | 0 | 0 |  |  |  | 103 | 4.41 | 1287.5 | 454.23 | 1741.73 | 2264.249
|  |  | Neutrik NL4MP | speakon |  |  |  |  | 0 | [13 empty] | 0 | 0 |  |  | 0 | 0 | 8 | 95 | 95 | [9 empty] | 0 | 0 |  |  |  |  | 0 | 0 |  |  |  | 103 | 4.41 | 1287.5 | 454.23 | 1741.73 | 2264.249
|  |  |  | 10A auto switching GPO |  |  |  |  | 0 | [13 empty] | 0 | 0 |  |  | 0 | 0 | [12 empty] | 0 | 0 |  |  | 529 |  | 0 | 0 |  |  |  | 529 | 14 | 6612.5 | 7406 | 14018.5 | 18224.05
|  |  | Total |  | 476 | 0 | 112 | 0 | 0 | 0 | 198 | 74 | 74 | 0 | 388 | 370 | 370 | 0 | 310 | 0 | 74 | 0 | 0 | 8 | 8 | 0 | 0 | 0 | 16 | 190 | 190 | 0 | 462 | 6 | 6 | 0 | 53 | 0 | 10 | 0 | 0 | 10 | 10 | 0 | 529 | 0 | 0 | 0 | 0 | 0 |  | 4518 |  | 56475 | 89918.03 | 146393.03 | 190310.939
|  |  | CONFERENCE | [49 empty] | Cost | 12.5 | Ext Cost Ex GST |  | 130%
|  |  | R & M R813487 | RJ45-keystone | 204 |  |  |  | 0 |  | 98 | 0 | 29 | [5 empty] | 52 |  |  |  | 0 | 0 |  |  | 0 | 0 |  |  |  |  | 74 | 0 | 0 |  |  |  | 0 | 0 | 0 | 0 | 0 |  |  |  | 0 | 0 |  |  |  | 457 | 16.9 | 5712.5 | 7723.3 | 13435.8 | 17466.54
|  |  | R & M R813487 | RJ45-Nutric | 204 |  |  |  | 0 |  | 98 | 0 | 29 | [5 empty] | 52 |  |  |  | 0 | 0 |  |  | 0 | 0 |  |  |  |  | 74 | 0 | 0 |  | 0 |  | 0 | 0 | 0 | 0 | 0 |  |  |  | 0 | 0 |  |  |  | 457 | 25 | 5712.5 | 11425 | 17137.5 | 22278.75
|  |  | Neutrik NBB75DFIB-P | BNC |  |  |  |  | 0 | [13 empty] | 0 | 0 |  |  | 0 | 0 | [12 empty] | 0 | 0 |  |  |  |  | 0 | 0 |  |  |  | 0 | 19 | 0 | 0 | 0 | 0
|  |  | Neutrik NBB75DFIB-P | BNC |  |  |  |  | 0 | [13 empty] | 0 | 0 |  |  | 0 | 0 | [12 empty] | 0 | 0 |  |  |  |  | 0 | 0 |  |  |  | 0 | 19 | 0 | 0 | 0 | 0
|  |  | Neutrik NC3MD-L-B-1 | Audio Nutric 3 pin XLR |  |  |  |  | 0 | [5 empty] | 76 | 0 | 101 |  |  |  | 8 | 0 | 0 | 0 | 1 |  | 0 | 0 | [12 empty] | 0 | 0 |  |  |  |  | 0 | 0 |  |  |  | 186 | 9.41 | 2325 | 1750.26 | 4075.26 | 5297.838
|  |  | Neutrik NC3FD-L-B-1, | Audio Nutric 3 pin XLR |  |  |  |  | 0 | [5 empty] | 76 | 0 | 101 |  |  |  | 8 | 0 | 0 | 0 | 1 |  | 0 | 0 | [12 empty] | 0 | 0 |  |  |  |  | 0 | 0 |  |  |  | 186 | 9 | 2325 | 1674 | 3999 | 5198.7
|  |  |  | LC Multimode x 8 |  |  | 48 |  | 0 | [13 empty] | 0 | 0 |  |  | 0 | 0 | [12 empty] | 0 | 0 |  |  |  |  | 0 | 0 |  |  |  | 576 | 30 | 7200 | 17280 | 24480 | 31824
|  |  |  | LC Multimode x 8 |  |  | 48 |  | 0 | [13 empty] | 0 | 0 |  |  | 0 | 0 | [12 empty] | 0 | 0 |  |  |  |  | 0 | 0 |  |  |  | 576 | 30 | 7200 | 17280 | 24480 | 31824
|  |  | Neutrik NL4MP | speakon |  |  |  |  | 0 | [13 empty] | 0 | 0 |  |  | 0 | 0 | 0 | 0 | 0 | [9 empty] | 0 | 0 |  |  |  |  | 0 | 0 |  |  |  | 0 | 8 | 4.41 | 0 | 4.41 | 5.733
|  |  | Neutrik NL4MP | speakon |  |  |  |  | 0 | [13 empty] | 0 | 0 |  |  | 0 | 0 | 0 | 0 | 0 | [9 empty] | 0 | 0 |  |  |  |  | 0 | 0 |  |  |  | 0 | 8 | 4.41 | 0 | 4.41 | 5.733
|  |  |  | 10A auto switching GPO |  |  |  |  | 0 | [13 empty] | 0 | 0 |  |  | 0 | 0 | [12 empty] | 0 | 0 |  |  | 118 |  | 0 | 0 |  |  |  | 118 | 14 | 1475 | 1652 | 3127 | 4065.1
|  |  | Total |  | 408 | 0 | 96 | 0 | 0 | 0 | 196 | 0 | 58 | 0 | 152 | 0 | 202 | 0 | 104 | 0 | 16 | 0 | 0 | 0 | 2 | 0 | 0 | 0 | 0 | 0 | 0 | 0 | 148 | 0 | 0 | 0 | 0 | 0 | 0 | 0 | 0 | 0 | 0 | 0 | 118 |  | 0 | 0 |  |  |  | 2556 |  | 31950 | 58784.56 | 90743.38 | 117966.394
1 x S2K
|  |  | 2 x S2K | 266
3 x S2K
4 x S2K
Costs of Tech Pannels
|  |  | 1 x T Pannel 3SU | 1 | [47 empty] | aud |  |  | Totals labour | Parts | Total parts | Cost parts and labour
|  |  | 2 x T Pannel 3SU | 7 | [47 empty] | S2K | 111 | 15 | 1665 | 6.46 | 717.06 | 2382.06
|  |  | 3 x T Pannel 3SU | [48 empty] | SU3 | 534 | 10 | 5340 | 47.73 | 25487.82 | 30827.82
|  |  | 4 x T Pannel 3SU | [51 empty] | 0 |  |  | 33209.88
conf
|  |  | 5 x T Pannel 3SU | [48 empty] | S2K | 398 | 15 | 5970 | 6.46 | 2571.08 | 8541.08
|  |  | 6 x T Pannel 3SU | [48 empty] | SU3 | 29 | 10 | 290 | 47.73 | 1384.17 | 1674.17
10215.25

## cable and connector order
Cable and connector
| Description Audio cable |  | length
| ROADWORX RW221624 ANALOG AUDIO SNAKE 16 PAIR 24AWG GREY 300M REELS |  | 300 | 10.14 | 3042 | ROADWORX RW221624 ANALOG AUDIO SNAKE 16 PAIR 24AWG GREY 300M REELS | ROADWORX RW221624 ANALOG AUDIO SNAKE 16 PAIR 24AWG GREY 300M REELSROADWORX RW220824 ANALOG AUDIO SNAKE 8 PAIR 24AWG GREY 300M REELSROADWORX RW220424 ANALOG AUDIO SNAKE 4 PAIR 24AWG GREY 500M REELSROADWORX RW220224 ANALOG AUDIO SNAKE 2 PAIR 24AWG GREY 500M REELSROADWORX RW210122 ANALOG AUDIO 1 PAIR 22AWG GREY 500M REELS
| ROADWORX RW220824 ANALOG AUDIO SNAKE 8 PAIR 24AWG GREY 300M REELS |  | 1000 | 5.64 | 5640 | ROADWORX RW220824 ANALOG AUDIO SNAKE 8 PAIR 24AWG GREY 300M REELS | ROADWORX RW221624 ANALOG AUDIO SNAKE 16 PAIR, RW220824 ANALOG AUDIO SNAKE 8 PAIR, RW220424 ANALOG AUDIO SNAKE 4 PAIR, RW220224 ANALOG AUDIO SNAKE 2 PAIR RW210122 ANALOG AUDIO 1 PAIR 22AWG GREY
| ROADWORX RW220424 ANALOG AUDIO SNAKE 4 PAIR 24AWG GREY 500M REELS |  | 2700 | 2.95 | 7965 | ROADWORX RW220424 ANALOG AUDIO SNAKE 4 PAIR 24AWG GREY 500M REELS
| ROADWORX RW220224 ANALOG AUDIO SNAKE 2 PAIR 24AWG GREY 500M REELS |  | 3300 | 1.65 | 5445 | ROADWORX RW220224 ANALOG AUDIO SNAKE 2 PAIR 24AWG GREY 500M REELS
| ROADWORX RW210122 ANALOG AUDIO 1 PAIR 22AWG GREY 500M REELS |  | 3600 | 0.89 | 3204 | ROADWORX RW210122 ANALOG AUDIO 1 PAIR 22AWG GREY 500M REELS
0
| THEATRE |  |  |  | 0
| Garland Cat 6A S/FTP |  | 34500 | 1.61 | 55545
| 0M3 - 4pair LC |  | 400 |  | 0
| Treoflex JZ |  | 1400 |  | 0
| 11AWG 4mm figure 8 with overall sheath |  | 5000 | 4.08 | 20400
| 18 AWG 0.75mm2 |  | 500 | 0.77 | 385
0
| CONFERENCE |  |  |  | 0
| Garland Cat 6A S/FTP |  | 24500 | 1.61 | 39445
| 0M3 - 4pair LC |  | 200 |  | 0
|  | THEATRE |  |  | 0
| Type | Part Number |  |  | 0
| RJ45-keystone | R & M R813487 | 630 |  | 0
| RJ45-Nutric | R & M R813487 | 680 |  | 0
| Audio Nutric 3 pin XLR | Neutrik NC3MD-L-B-1 | 380
| Audio Nutric 3 pin XLR | Neutrik NC3FD-L-B-1, | 380
| LC Multimode x 8 |  | 12
| LC Multimode x 8 |  | 12
| speakon | Neutrik NL4MP | 90
| speakon | Neutrik NL4MP | 90
| 10A auto switching GPO |  | 330
CONFERENCE
| RJ45-keystone | R & M R813487 | 457
| RJ45-Nutric | R & M R813487 | 457
| Audio Nutric 3 pin XLR | Neutrik NC3MD-L-B-1 | 186
| Audio Nutric 3 pin XLR | Neutrik NC3FD-L-B-1, | 186
| LC Multimode x 8 |  | 4
| LC Multimode x 8 |  | 4
| speakon | Neutrik NL4MP | 0
| speakon | Neutrik NL4MP | 0
| 10A auto switching GPO |  | 118

## Cable length and price
1 | [5 empty] | DEMARCATION | Supply, Rough-in and Termination: Technical Equipment Contractor | [13 empty] | Supply, Rough-in, Termination: Rigging Infrastructure Contractor |  | Supply, Rough-in and Termination: Electrical Contractor
2 | [5 empty] | SYSTEM | TD (TECHNICAL DATA) | MULTIMODE FIBER | DIGITAL MEDIA | AV CONTROL DATA | AUDIO DIGITAL / ANALOGUE (M) SEND, (F) RETURN |  | ETHERNET AUDIO (Dante) | TALKBACK | PAGING STATION | PAGING SPEAKER | PERFORMANCE LOUDSPEAKER | STAGE LIGHTING CONTROL (DMX) | BLUE / WORK LIGHT CONTROL | HOIST CONTROL | HOUSE CURTAIN CONTROL | ESTOP - LOCATIONS TO BE FINALIZED AT RISK ASSESSMENT | STAGE LIGHTING OUTLETS SINGLE 10A
3 | [5 empty] | CABLE TYPE | Cat 6A S/FTP R&M R305649 | 0M3 - 4pair LC | Cat 6A S/FTP R&M R305649 | Cat 6A S/FTP R&M R305649 | Belden 1801B/ 1802B/ 1803F /7880A |  | Cat 6A S/FTP R&M R305649 | Belden 1802B | Cat 6A U/FTP R&M R308247 | 18 AWG 0.75mm2 figure 8 | 11AWG 4mm2 figure 8 with overall sheath | Cat 6A U/FTP R&M R308247 | Cat 6A S/FTP R&M R305649 | System Dependant | System Dependant | System Dependant | Black faceplate - Autoswitched
4 | CABLE LENGTH | PANEL ID | DESCRIPTION | LOCATION | ROOM | AFFL (MM) | Quantity of outlets | Quantity of Outlets | Quantity of outlets | Quantity of outlets | (M) Send Quantity | (F) Return Quantity | Quantity of Outlets | Quantity of outlets | Quantity of Outlets | Quantity of outlets | Quantity of outlets | Quantity of outlets | Quantity of outlets | Quantity of outlets | Quantity of outlets | Quantity of outlets | Quantity of outlets
5 |  | THEATRE
6 |  | AV201 | NOT USED
7 | 31 | AV202 | AVCONTROL PANEL | STAGE | G15 | 1100 | 1 |  |  | 1
8 | 60 | AV451 | PROJECTOR | AUDITORIUM | G16 | SOFFIT | 1 |  | 2 | 1
9 | 60 | AV651 | SHOW RELAY CAMERA | AUDITORIUM | G16 | ON BAR | 1 |  | 1
10 | 40 | AV801 | PROJECTION SCREEN | STAGE | G15 | ON BAR |  |  |  | 1
11 | 40 | AV851 | SHOW RELAY MICROPHONE | AUDITORIUM | G16 | ON ORCH BAR | [5 empty] | 1
12 | 40 | CR251 | CONTROL FLOORBOX | AUDITORIUM | G16 | 0 | 4 |  | 4 | 2 | 16 | 8 | 4 | 3 |  |  |  | 4
13 | 40 | CR451 | AUDITORIUM CONTROL | AUDITORIUM | G16 | IN RISER | 4 |  | 4 | 2 | 16 | 8 | 4 | 3 |  |  |  | 4
14 | 40 | CR491 | LIGHTING CONTROL | CONTROL ROOM |  | 500 | 4 |  | 2 | 1 |  |  |  | 1 |  |  |  | 4
15 | 40 | CR492 | AUDIO CONTROL | CONTROL ROOM |  | 500 | 4 |  | 2 | 1 | 16 | 8 | 4 | 2
16 | 40 | CR493 | AV CONTROL | CONTROL ROOM |  | 500 | 4 |  | 4 | 2 | 2 | 2 | 1 | 1 | 1
17 | 40 | DIM601 | DIMMER RACK | TECH | 220 | 500 | 2 |  | 1 |  |  |  |  | 1 |  |  |  | 4
18 | 40 | DIM601 | DIMMER RACK | TECH | 220 | 500 | [11 empty] | 4
19 | 40 | DIM601 | DIMMER RACK | TECH | 220 | 500 | [11 empty] | 4
20 | 40 | ER401 | EQPT RACK | TECH ROOM | 117 | 0 |  | 2
21 | 40 | ER401 | EQPT RACK (AMP) | TECH ROOM | 117 | 0
22 | 40 | ER401 | EQPT RACK | TECH ROOM | 117 | 0
23 | 40 | ER491 | EQPT RACK | CONTROL ROOM |  | 0 | 10 | 1
24 | 40 | ER491 | EQPT RACK | CONTROL ROOM |  | 0 | 10 | 1
25 | 40 | FB201 | FLOORBOXES | STAGE | G15 | 0 | 2 |  | 2 |  | 2 | 4 | 2 |  |  |  | 1 | 1 |  |  |  |  | 2
26 | 40 | FB202 | FLOORBOXES | STAGE | G15 | 0 | 2 |  | 2 |  | 2 | 4 | 2 |  |  |  | 1 | 1 |  |  |  |  | 2
27 | 40 | FB203 | FLOORBOXES | STAGE | G15 | 0 | 2 |  | 2 |  | 2 | 4 | 2 |  |  |  | 1 | 1 |  |  |  |  | 2
28 | 40 | FB204 | FLOORBOXES | STAGE | G15 | 0 | 2 |  | 2 |  | 2 | 4 | 2 |  |  |  | 1 | 1 |  |  |  |  | 2
29 | 40 | FB205 | FLOORBOXES | STAGE | G15 | 0 | 2 |  | 2 |  | 2 | 4 | 2 |  |  |  | 1 | 1 |  |  |  |  | 2
30 | 40 | FB206 | FLOORBOXES | STAGE | G15 | 0 | 2 |  | 2 |  | 2 | 4 | 2 |  |  |  | 1 | 1 |  |  |  |  | 2
31 | 40 | FB207 | FLOORBOXES | STAGE | G15 | 0 | 2 |  | 2 |  | 2 | 4 | 2 |  |  |  | 1 | 1 |  |  |  |  | 2
32 | 40 | FB208 | FLOORBOXES | STAGE | G15 | 0 | 2 |  | 2 |  | 2 | 4 | 2 |  |  |  | 1 | 1 |  |  |  |  | 2
33 | 40 | FB251 | FLOORBOXES | AUDITORIUM | G16 | 0 | 2 |  | 2 |  | 2 | 4 | 2 |  |  |  | 1 | 1 |  |  |  |  | 2
34 | 40 | FB252 | FLOORBOXES | AUDITORIUM | G16 | 0 | 2 |  | 2 |  | 2 | 4 | 2 |  |  |  | 1 | 1 |  |  |  |  | 2
35 | 40 | FB253 | FLOORBOXES | AUDITORIUM | G16 | 0 | 2 |  | 2 |  | 2 | 4 | 2 |  |  |  | 1 | 1 |  |  |  |  | 2
36 | 40 | FB254 | FLOORBOXES | AUDITORIUM | G16 | 0 | 2 |  | 2 |  | 2 | 4 | 2 |  |  |  | 1 | 1 |  |  |  |  | 2
37 | 40 | FB255 | FLOORBOXES | AUDITORIUM | G16 | 0 | 2 |  | 2 |  | 2 | 4 | 2 |  |  |  | 1 | 1 |  |  |  |  | 2
38 | 40 | FB256 | FLOORBOXES | AUDITORIUM | G16 | 0 | 2 |  | 2 |  | 2 | 4 | 2 |  |  |  | 1 | 1 |  |  |  |  | 2
39 | 40 | FB257 | FLOORBOXES | AUDITORIUM | G16 | 0 | 2 |  | 2 |  | 2 | 4 | 2 |  |  |  | 1 | 1 |  |  |  |  | 2
40 | 40 | FB258 | FLOORBOXES | AUDITORIUM | G16 | 0 | 2 |  | 2 |  | 2 | 4 | 2 |  |  |  | 1 | 1 |  |  |  |  | 2
41 | 40 | FB259 | FLOORBOXES | AUDITORIUM | G16 | 0 | 2 |  | 2 |  | 2 | 4 | 2 |  |  |  | 1 | 1 |  |  |  |  | 2
42 | 60 | FS651 | FOLLOW SPOT | LEVEL 2 BALCONY |  | 150 | 1 | [6 empty] | 1 |  |  |  | 1
43 | 60 | FS652 | FOLLOW SPOT | LEVEL 2 BALCONY |  | 150 | 1 | [6 empty] | 1 |  |  |  | 1
44 | 60 | HC201 | HOUSE CURTAIN CONTROL | STAGE | G15 | 1100 | [14 empty] | 1 | 1
45 | 60 | HC201A | HOUSE CURTAIN CONTROL | PERF LOCK | G23 | 1100 | [14 empty] | 1 | 1
46 | 60 | HC202 | HOUSE CURTAIN CONTROL | STAGE | G15 | 1100 | [14 empty] | 1 | 1
47 | 60 | HC491 | HOUSE CURTAIN CONTROL | CONTROL ROOM |  | 1100 | [14 empty] | 1 | 1
48 | 60 | HC601 | HOUSE CURTAIN MOTOR CONTROL | TECH (GALLERY) | 218
49 | 60 | HC801 | HOUSE CURTAIN MOTOR | STAGE | G15 | ON TRUSS | [14 empty] | 1 | 1
50 | 60 | LX451 | LX BALCONY BAR | AUDITORIUM | G16 | ON BAR | 2 | [5 empty] | 1 |  |  |  | 2 | 2 |  |  |  |  | 6
51 | 60 | LX452 | LX BALCONY BAR | AUDITORIUM | G16 | ON BAR | 2 | [5 empty] | 1 |  |  |  | 2 | 2 |  |  |  |  | 6
52 | 60 | LX453 | LX BALCONY BAR | AUDITORIUM | G16 | ON BAR | 2 | [5 empty] | 1 |  |  |  | 2 | 2 |  |  |  |  | 6
53 | 60 | LX454 | LX BALCONY BAR | AUDITORIUM | G16 | ON BAR | 2 | [5 empty] | 1 |  |  |  | 2 | 2 |  |  |  |  | 6
54 | 60 | LX651 | LX BALCONY BAR | LEVEL 2 BALCONY |  | ON BAR | 2 | [5 empty] | 1 |  |  |  | 2 | 2 |  |  |  |  | 6
55 | 60 | LX652 | LX BALCONY BAR | LEVEL 2 BALCONY |  | ON BAR | 2 | [5 empty] | 1 |  |  |  | 2 | 2 |  |  |  |  | 6
56 | 60 | LX653 | LX BALCONY BAR | LEVEL 2 BALCONY |  | ON BAR | 2 | [5 empty] | 1 |  |  |  | 2 | 2 |  |  |  |  | 6
57 | 60 | LX654 | LX BALCONY BAR | LEVEL 2 BALCONY |  | ON BAR | 2 | [5 empty] | 1 |  |  |  | 2 | 2 |  |  |  |  | 6
58 | 60 | LX655 | LX BALCONY BAR | LEVEL 2 BALCONY |  | ON BAR | 2 | [5 empty] | 1 |  |  |  | 2 | 2 |  |  |  |  | 6
59 | 60 | LX656 | LX BALCONY BAR | LEVEL 2 BALCONY |  | ON BAR | 2 | [5 empty] | 1 |  |  |  | 2 | 2 |  |  |  |  | 6
60 | 60 | LX801 | LX BAR | STAGE | G15 | CEILING | 3 |  |  |  | 3 | 3 | 3 |  |  |  |  | 6 |  |  |  |  | 18
61 | 60 | LX802 | LX BAR | STAGE | G15 | CEILING | 3 |  |  |  | 3 | 3 | 3 |  |  |  |  | 6 |  |  |  |  | 18
62 | 60 | LX803 | LX BAR | STAGE | G15 | CEILING | 3 |  |  |  | 3 | 3 | 3 |  |  |  |  | 6 |  |  |  |  | 18
63 | 60 | LX804 | LX BAR | STAGE | G15 | CEILING | 3 |  |  |  | 3 | 3 | 3 |  |  |  |  | 6 |  |  |  |  | 18
64 | 60 | LX851 | LX BAR (ORCH) | AUDITORIUM | G16 | CEILING | 3 |  |  |  | 3 | 3 | 3 |  |  |  |  | 6 |  |  |  |  | 18
65 | 60 | LX861 | LX BAR | CABLE NET |  | ON CABLENET PICKUPS | 3 |  |  |  | 3 | 3 | 3 |  |  |  |  | 6 |  |  |  |  | 18
66 | 60 | LX862 | LX BAR | CABLE NET |  | ON CABLENET PICKUPS | 3 |  |  |  | 3 | 3 | 3 |  |  |  |  | 6 |  |  |  |  | 18
67 | 60 | LX863 | LX BAR | CABLE NET |  | ON CABLENET PICKUPS | 3 |  |  |  | 3 | 3 | 3 |  |  |  |  | 6 |  |  |  |  | 18
68 | 60 | SX251 | SPEAKER - FRONT FILL | STAGE EDGE |  | 1600 | [10 empty] | 1
69 | 60 | SX252 | SPEAKER - FRONT FILL | STAGE EDGE |  | 1600 | [10 empty] | 1
70 | 60 | SX253 | SPEAKER - FRONT FILL | STAGE EDGE |  | 1600 | [10 empty] | 1
71 | 60 | SX254 | SPEAKER - FRONT FILL | STAGE EDGE |  | 1600 | [10 empty] | 1
72 | 60 | SX255 | SPEAKER - FRONT FILL | STAGE EDGE |  | 1600 | [10 empty] | 1
73 | 60 | SX256 | SPEAKER - FRONT FILL | STAGE EDGE |  | 1600 | [10 empty] | 1
74 | 70 | SX451 | SPEAKER | LEVEL 1 BALCONY |  | ON BAR | 1 |  |  |  | 2 |  | 1 |  |  |  | 2
75 | 70 | SX452 | SPEAKER | LEVEL 1 BALCONY |  | ON BAR | 1 |  |  |  | 2 |  | 1 |  |  |  | 2
76 | 70 | SX851A | SPEAKER (ARRAY) | AUDITORIUM | G16 | CEILING | 1 |  |  |  | 4 |  | 2 |  |  |  | 4
77 | 70 | SX851B | SPEAKER (SUBS) | AUDITORIUM | G16 | CEILING | 1 |  |  |  | 4 |  | 2 |  |  |  | 2
78 | 70 | SX852 | SPEAKER | AUDITORIUM | G16 | CEILING | 1 |  |  |  | 4 |  | 2 |  |  |  | 4
79 | 70 | SX853 | SPEAKER | AUDITORIUM | G16 | CEILING | 1 |  |  |  | 4 |  | 2 |  |  |  | 4
80 | 70 | SX854 | SPEAKER | AUDITORIUM | G16 | CEILING | 1 |  |  |  | 4 |  | 2 |  |  |  | 4
81 | 70 | SX855A | SPEAKER (ARRAY) | AUDITORIUM | G16 | CEILING | 1 |  |  |  | 4 |  | 2 |  |  |  | 4
82 | 70 | SX855B | SPEAKER (SUBS) | AUDITORIUM | G16 | CEILING | 1 |  |  |  | 4 |  | 2 |  |  |  | 2
83 | 50 | TP001 | TECH PANEL | SUB STAGE | B01 | 300 | 1 |  | 1 |  | 1 | 1 | [5 empty] | 4 |  |  |  |  | 2
84 | 50 | TP002 | TECH PANEL | SUB STAGE | B01 | 300 | 1 |  | 1 |  | 1 | 1 |  | 1 |  |  |  | 2 |  |  |  |  | 2
85 | 50 | TP003 | TECH PANEL | SUB STAGE | B01 | 300 | 1 |  | 1 |  | 1 | 1 | [5 empty] | 4 |  |  |  |  | 2
86 | 50 | TP201 | TECH PANEL (SM Panel) | STAGE | G15 | 300 | 2 |  | 4 | 2 | 1 | 1 | 1 | 1 | 1 |  |  | 2 | 1 |  |  |  | 4
87 | 50 | TP201A | TECH PANEL (SM Panel) | PERF LOCK | G23 | 300 | 2 |  | 4 | 2 | 1 | 1 | 1 | 1 | 1 |  |  | 2 | 1
88 | 50 | TP202 | TECH PANEL (SM Panel) | STAGE | G15 | 300 | 2 |  | 4 | 2 | 1 | 1 | 1 | 1 | 1 |  |  | 2 | 1 |  |  |  | 4
89 | 50 | TP203 | TECH PANEL | STAGE | G15 | 300 | 2 |  | 2 |  | 2 | 2 | 2 | 1 |  |  |  | 2 |  |  |  |  | 4
90 | 50 | TP204 | TECH PANEL | STAGE | G15 | 300 | 2 |  | 2 |  | 2 | 2 | 2 | 1 |  |  |  | 2 |  |  |  |  | 4
91 | 50 | TP205 | TECH PANEL (Power Lock) | STAGE | G15 | 300 | 1
92 | 50 | TP251 | TECH PANEL | FORESTAGE | B02 | 300 | 2 |  | 2 |  | 2 | 8 | 2 | 2 |  |  | 2 | 2 |  |  |  |  | 4
93 | 50 | TP252 | TECH PANEL | FORESTAGE | B02 | 300 | 2 |  | 2 |  | 2 | 8 | 2 | 2 |  |  | 2 | 2 |  |  |  |  | 4
94 | 50 | TP601 | TECH PANEL | TECH (GALLERY) | 218 | 300 | 2 |  | 2 |  | 2 | 2 | 1 | 1 |  |  |  | 2 |  |  |  |  | 6
95 | 50 | TP602 | TECH PANEL | TECH (GALLERY) | 219 | 300 | 2 |  | 2 |  | 2 | 2 | 1 | 1 |  |  |  | 2 |  |  |  |  | 6
96 | 50 | TP603 | TECH PANEL | TECH (GALLERY) | 218 | 300 | 2 |  | 2 |  | 2 | 2 | 1 | 1 |  |  |  | 2 |  |  |  |  | 6
97 | 50 | TP604 | TECH PANEL | TECH (GALLERY) | 219 | 300 | 2 |  | 2 |  | 2 | 2 | 1 | 1 |  |  |  | 2 |  |  |  |  | 6
98 | 50 | TP801 | TECH PANEL | FLY GALLERY |  | 300 | 2 | [6 empty] | 1 |  |  |  | 2 |  |  |  |  | 4
99 | 50 | TP802 | TECH PANEL | FLY GALLERY |  | 300 | 2 | [6 empty] | 1 |  |  |  | 2 |  |  |  |  | 4
100 | 50 | TP803 | TECH PANEL | FLY GALLERY |  | 300 | 2 | 1 | [5 empty] | 1 |  |  |  | 2 |  |  |  |  | 4
101 | 50 | TP804 | TECH PANEL | FLY GALLERY |  | 300 | 2 | 1 | [5 empty] | 1 |  |  |  | 2 |  |  |  |  | 4
102 | 50 | TP851 | TECH PANEL | CABLE NET |  | 300 | 4 |  |  |  | 1 | 1 | 1 | 1 |  |  |  | 2 |  |  |  |  | 4
103 | 50 | TP852 | TECH PANEL | CABLE NET |  | 300 | 4 |  |  |  | 1 | 1 | 1 | 1 |  |  |  | 2 |  |  |  |  | 4
104 | 50 | TP853 | TECH PANEL | CABLE NET |  | 300 | 4 | 1 |  |  | 1 | 1 | 1 | 1 |  |  |  | 2 |  |  |  |  | 4
105 | 50 | TP854 | TECH PANEL | CABLE NET |  | 300 | 4 | 1 |  |  | 1 | 1 | 1 | 1 |  |  |  | 2 |  |  |  |  | 4
106 | 80 | MCC-C | CHAIN HOIST GROUP CONTROLLER | FORESTAGE GRID |  | 500
107 | 80 | MX202 | PENDANT CONTROL CONNECTION | STAGE | G15 | 300 | [13 empty] | 4
108 | 15 | MX601-A | SINGLE AXIS CONTROLLER | TECH (GALLERY) | 218 | RAILING | [13 empty] | 1
109 | 15 | MX601-B | MOTOR CONTROL CABINET | TECH (GALLERY) | 218 | REF DWG
110 | 15 | MX602-A | SINGLE AXIS CONTROLLER | TECH (GALLERY) | 218 | RAILING | [13 empty] | 1
111 | 15 | MX602-B | MOTOR CONTROL CABINET | TECH (GALLERY) | 218 | REF DWG
112 | 15 | MX603-A | SINGLE AXIS CONTROLLER | TECH (GALLERY) | 218 | RAILING | [13 empty] | 1
113 | 15 | MX603-B | MOTOR CONTROL CABINET | TECH (GALLERY) | 218 | REF DWG
114 | 15 | MX604-A | SINGLE AXIS CONTROLLER | TECH (GALLERY) | 218 | RAILING | [13 empty] | 1
115 | 15 | MX604-B | MOTOR CONTROL CABINET | TECH (GALLERY) | 218 | REF DWG
116 | 15 | MX605-A | SINGLE AXIS CONTROLLER | TECH (GALLERY) | 218 | RAILING | [13 empty] | 1
117 | 15 | MX605-B | MOTOR CONTROL CABINET | TECH (GALLERY) | 218 | REF DWG
118 | 15 | MX606-A | SINGLE AXIS CONTROLLER | TECH (GALLERY) | 218 | RAILING | [13 empty] | 1
119 | 15 | MX606-B | MOTOR CONTROL CABINET | TECH (GALLERY) | 218 | REF DWG
120 | 15 | MX607-A | SINGLE AXIS CONTROLLER | TECH (GALLERY) | 218 | RAILING | [13 empty] | 1
121 | 15 | MX607-B | MOTOR CONTROL CABINET | TECH (GALLERY) | 218 | REF DWG
122 | 15 | MX608-A | SINGLE AXIS CONTROLLER | TECH (GALLERY) | 218 | RAILING | [13 empty] | 1
123 | 15 | MX608-B | MOTOR CONTROL CABINET | TECH (GALLERY) | 218 | REF DWG
124 | 15 | MX609-A | SINGLE AXIS CONTROLLER | TECH (GALLERY) | 218 | RAILING | [13 empty] | 1
125 | 15 | MX609-B | MOTOR CONTROL CABINET | TECH (GALLERY) | 218 | REF DWG
126 | 15 | MX610-A | SINGLE AXIS CONTROLLER | TECH (GALLERY) | 218 | RAILING | [13 empty] | 1
127 | 15 | MX610-B | MOTOR CONTROL CABINET | TECH (GALLERY) | 218 | REF DWG
128 | 15 | MX611-A | SINGLE AXIS CONTROLLER | TECH (GALLERY) | 218 | RAILING | [13 empty] | 1
129 | 15 | MX611-B | MOTOR CONTROL CABINET | TECH (GALLERY) | 218 | REF DWG
130 | 15 | MX612-A | SINGLE AXIS CONTROLLER | TECH (GALLERY) | 218 | RAILING | [13 empty] | 1
131 | 15 | MX612-B | MOTOR CONTROL CABINET | TECH (GALLERY) | 218 | REF DWG
132 | 15 | MX613-A | SINGLE AXIS CONTROLLER | TECH (GALLERY) | 218 | RAILING | [13 empty] | 1
133 | 15 | MX613-B | MOTOR CONTROL CABINET | TECH (GALLERY) | 218 | REF DWG
134 | 15 | MX614-A | SINGLE AXIS CONTROLLER | TECH (GALLERY) | 218 | RAILING | [13 empty] | 1
135 | 15 | MX614-B | MOTOR CONTROL CABINET | TECH (GALLERY) | 218 | REF DWG
136 | 15 | MX615-A | SINGLE AXIS CONTROLLER | TECH (GALLERY) | 218 | RAILING | [13 empty] | 1
137 | 15 | MX615-B | MOTOR CONTROL CABINET | TECH (GALLERY) | 218 | REF DWG
138 | 15 | MX616-A | SINGLE AXIS CONTROLLER | TECH (GALLERY) | 218 | RAILING | [13 empty] | 1
139 | 15 | MX616-B | MOTOR CONTROL CABINET | TECH (GALLERY) | 218 | REF DWG
140 | 15 | MX617-A | SINGLE AXIS CONTROLLER | TECH (GALLERY) | 218 | RAILING | [13 empty] | 1
141 | 15 | MX617-B | MOTOR CONTROL CABINET | TECH (GALLERY) | 218 | REF DWG
142 | 15 | MX618-A | SINGLE AXIS CONTROLLER | TECH (GALLERY) | 218 | RAILING | [13 empty] | 1
143 | 15 | MX618-B | MOTOR CONTROL CABINET | TECH (GALLERY) | 218 | REF DWG
144 | 20 | MX716 | MOTOR | STAGE G15 |  | WALL | [13 empty] | 1
145 | 20 | MX717 | MOTOR | STAGE G15 |  | WALL | [13 empty] | 1
146 | 20 | MX718 | MOTOR | STAGE G15 |  | WALL | [13 empty] | 1
147 | 20 | MX720-A | CHAIN MOTOR (UNDER FLY GALLERY) | STAGE G15 |  | SOFFIT | [13 empty] | 1
148 | 20 | MX720-B | CHAIN MOTOR (UNDER FLY GALLERY) | STAGE G15 |  | SOFFIT | [13 empty] | 1
149 | 20 | MX721-A | CHAIN MOTOR (UNDER FLY GALLERY) | STAGE G15 |  | SOFFIT | [13 empty] | 1
150 | 20 | MX721-B | CHAIN MOTOR (UNDER FLY GALLERY) | STAGE G15 |  | SOFFIT | [13 empty] | 1
151 | 20 | MX851A | SPEAKER (ARRAY) CHAIN MOTOR | FORESTAGE GRID |  | CEILING | [13 empty] | 1
152 | 20 | MX851B | SPEAKER (SUBS) CHAIN MOTOR | FORESTAGE GRID |  | CEILING | [13 empty] | 1
153 | 20 | MX852 | SPEAKER CHAIN MOTOR (FUTURE) | FORESTAGE GRID |  | CEILING | [13 empty] | 1
154 | 20 | MX853 | SPEAKER CHAIN MOTOR (FUTURE) | FORESTAGE GRID |  | CEILING | [13 empty] | 1
155 | 20 | MX854 | SPEAKER CHAIN MOTOR (FUTURE) | FORESTAGE GRID |  | CEILING | [13 empty] | 1
156 | 20 | MX855A | SPEAKER (ARRAY) CHAIN MOTOR | FORESTAGE GRID |  | CEILING | [13 empty] | 1
157 | 20 | MX855B | SPEAKER (SUBS) CHAIN MOTOR | FORESTAGE GRID |  | CEILING | [13 empty] | 1
158 | 20 | MX856 | ORCH BAR CHAIN MOTOR | FORESTAGE GRID |  | CEILING | [13 empty] | 1
159 | 20 | MX857 | ORCH BAR CHAIN MOTOR | FORESTAGE GRID |  | CEILING | [13 empty] | 1
160 | 20 | MX901 | MOTOR | STAGE G15 |  | WALL | [13 empty] | 1
161 | 20 | MX902 | MOTOR | STAGE G15 |  | WALL | [13 empty] | 1
162 | 20 | MX903 | MOTOR | STAGE G15 |  | WALL | [13 empty] | 1
163 | 20 | MX904 | MOTOR | STAGE G15 |  | WALL | [13 empty] | 1
164 | 20 | MX905 | MOTOR | STAGE G15 |  | WALL | [13 empty] | 1
165 | 20 | MX906 | MOTOR | STAGE G15 |  | WALL | [13 empty] | 1
166 | 20 | MX907 | MOTOR | STAGE G15 |  | WALL | [13 empty] | 1
167 | 20 | MX908 | MOTOR | STAGE G15 |  | WALL | [13 empty] | 1
168 | 20 | MX909 | MOTOR | STAGE G15 |  | WALL | [13 empty] | 1
169 | 20 | MX910 | MOTOR | STAGE G15 |  | WALL | [13 empty] | 1
170 | 20 | MX911 | MOTOR | STAGE G15 |  | WALL | [13 empty] | 1
171 | 20 | MX912 | MOTOR | STAGE G15 |  | WALL | [13 empty] | 1
172 | 20 | MX913 | MOTOR | STAGE G15 |  | WALL | [13 empty] | 1
173 | 20 | MX914 | MOTOR | STAGE G15 |  | WALL | [13 empty] | 1
174 | 20 | MX915 | MOTOR | STAGE G15 |  | WALL | [13 empty] | 1
175 |  | BACK OF HOUSE
176 | 50 | BS201 | SCREEN | PRINC. DR. RM. 1 G26 |  | 2000 |  |  | 1 | 1
177 | 50 | BS202 | VOL CTRL | PRINC. DR. RM. 1 G26 |  | 1200 |  |  |  | 1 | [5 empty] | 1
178 | 50 | BS203 | SCREEN | MULTI-PURPOSE RM/GREEG32 |  | 2000 |  |  | 1 | 1
179 | 50 | BS204 | VOL CTRL | MULTI-PURPOSE RM/GREEG32 |  | 1200 |  |  |  | 1 | [5 empty] | 1
180 | 50 | BS205 | SCREEN | DR. RM. G39 |  | 2000 |  |  | 1 | 1
181 | 50 | BS206 | VOL CTRL | DR. RM. G39 |  | 1200 |  |  |  | 1 | [5 empty] | 1
182 | 50 | BS207 | SCREEN | DR. RM. G29 |  | 2000 |  |  | 1 | 1
183 | 50 | BS208 | VOL CTRL | DR. RM. G29 |  | 1200 |  |  |  | 1 | [5 empty] | 1
184 | 50 | BS209 | SCREEN | PRINC. DR. RM. 2 G20 |  | 2000 |  |  | 1 | 1
185 | 50 | BS210 | VOL CTRL | PRINC. DR. RM. 2 G20 |  | 1200 |  |  |  | 1 | [5 empty] | 1
186 | 50 | BS211 | SCREEN | STAGE DOOR G41 |  | 2000 |  |  | 1 | 1
187 | 50 | BS212 | VOL CTRL | STAGE DOOR G41 |  | 1200 |  |  |  | 1 | [5 empty] | 1
188 | 50 | BS213 | SCREEN | LOBBY G44 |  | 2000 |  |  | 1 | 1
189 | 50 | BS214 | SCREEN | SCENE DOCK G24 |  | 2500 |  |  | 1 | 1
190 | 50 | BS215 | SCREEN | WORKSHOP G35 |  | 2000 |  |  | 1 | 1
191 | 50 | BS216 | VOL CTRL | WORKSHOP G35 |  | 1200 |  |  |  | 1 | [5 empty] | 1
192 | 50 | BS217 | TECH PANEL | WORKSHOP G35 |  | 1200 | 6 |  | 2 | 1 | 2 | 2 | 2 | 1 |  |  |  | 2 |  |  |  |  | 1
193 | 50 | BS218 | TECH PANEL | SCENE DOCK G24 |  | 500 | 4 |  | 2 |  | 2 | 2 | 2 | 1 |  |  |  | 2
194 | 50 | BS401 | SCREEN | VENUE MAN. OFFICE 102 |  | 2000 |  |  | 1 | 1
195 | 50 | BS402 | TECH PANEL | VENUE MAN. OFFICE 102 |  | 1100 |  |  |  | 1 |  |  | 1
196 | 50 | BS601 | VOL CTRL | GUEST DRESS ROOM 212 |  | 1200 |  |  |  | 1 | [5 empty] | 1
197 |  | CONFERENCE
198 | 50 | CN601 | AV CONTROL | CONFERENCE 1 | 206 | 1100 | 1 |  |  | 1
199 | 50 | CN611 | TECH PANEL | CONFERENCE 1 | 206 | 300 | 4 |  | 4 |  | 8 | 8 | 2 | 1 |  |  |  | 2 |  |  |  |  | 2
200 | 50 | CN612 | TECH PANEL | CONFERENCE 1 | 206 | 0 | 4 |  | 4 |  | 8 | 8 | 2 | 1 |  |  |  | 2 |  |  |  |  | 2
201 | 50 | CN651 | AV CONTROL | CONFERENCE 2 | 205 | 1100 | 1 |  |  | 1
202 | 50 | CN661 | TECH PANEL | CONFERENCE 2 | 205 | 0 | 4 |  | 4 |  | 8 | 8 | 2 | 1 |  |  |  | 2 |  |  |  |  | 2
203 | 50 | CN662 | TECH PANEL | CONFERENCE 2 | 205 | 0 | 4 |  | 4 |  | 8 | 8 | 2 | 1 |  |  |  | 2 |  |  |  |  | 2
204 | 50 | CN701 | LIGHTING | CONFERENCE 1 | 206 | PIPE GRID | 1 | [10 empty] | 2 |  |  |  |  | 4
205 | 50 | CN702 | LIGHTING | CONFERENCE 1 | 206 | PIPE GRID | 1 | [10 empty] | 2 |  |  |  |  | 4
206 | 50 | CN703 | LIGHTING | CONFERENCE 1 | 206 | PIPE GRID | 1 | [10 empty] | 2 |  |  |  |  | 4
207 | 50 | CN704 | LIGHTING | CONFERENCE 1 | 206 | PIPE GRID | 1 | [10 empty] | 2 |  |  |  |  | 4
208 | 50 | CN705 | LIGHTING | CONFERENCE 1 | 206 | PIPE GRID | 1 | [10 empty] | 2 |  |  |  |  | 4
209 | 50 | CN706 | LIGHTING | CONFERENCE 1 | 206 | PIPE GRID | 1 | [10 empty] | 2 |  |  |  |  | 4
210 | 50 | CN707 | LIGHTING | CONFERENCE 1 | 206 | PIPE GRID | 1 | [10 empty] | 2 |  |  |  |  | 4
211 | 50 | CN708 | LIGHTING | CONFERENCE 1 | 206 | PIPE GRID | 1 |  |  |  |  | 1 | 1 |  |  |  |  | 2 |  |  |  |  | 4
212 | 50 | CN711 | SPEAKER POINT | CONFERENCE 1 | 206 | PIPE GRID | 1 |  | 1 |  |  | 1 | 1
213 | 50 | CN712 | SPEAKER POINT | CONFERENCE 1 | 206 | PIPE GRID | 1 |  | 1 |  |  | 1 | 1
214 | 50 | CN713 | SPEAKER POINT | CONFERENCE 1 | 206 | PIPE GRID | 1 |  | 1 |  |  | 1 | 1
215 | 50 | CN714 | SPEAKER POINT | CONFERENCE 1 | 206 | PIPE GRID | 1 |  | 1 |  |  | 1 | 1
216 | 50 | CN721A | PROJECTOR | CONFERENCE 1 | 206 | PIPE GRID | 1 |  | 1 | 1
217 | 50 | CN721B | PROJECTOR | CONFERENCE 1 | 206 | PIPE GRID | 1 |  | 1 | 1
218 | 50 | CN722 | PROJECTION SCREEN | CONFERENCE 1 | 206 | PIPE GRID |  |  |  | 1
219 | 50 | CN723 | PROJECTION SCREEN | CONFERENCE 1 | 206 | PIPE GRID |  |  |  | 1
220 | 50 | CN724 | PROJECTION SCREEN | CONFERENCE 1 | 206 | PIPE GRID |  |  |  | 1
221 | 50 | CN751 | LIGHTING | CONFERENCE 2 | 205 | PIPE GRID | 1 | [10 empty] | 2 |  |  |  |  | 4
222 | 50 | CN752 | LIGHTING | CONFERENCE 2 | 205 | PIPE GRID | 1 | [10 empty] | 2 |  |  |  |  | 4
223 | 50 | CN753 | LIGHTING | CONFERENCE 2 | 205 | PIPE GRID | 1 | [10 empty] | 2 |  |  |  |  | 4
224 | 50 | CN754 | LIGHTING | CONFERENCE 2 | 205 | PIPE GRID | 1 | [10 empty] | 2 |  |  |  |  | 4
225 | 50 | CN755 | LIGHTING | CONFERENCE 2 | 205 | PIPE GRID | 1 | [10 empty] | 2 |  |  |  |  | 4
226 | 50 | CN756 | LIGHTING | CONFERENCE 2 | 205 | PIPE GRID | 1 | [10 empty] | 2 |  |  |  |  | 4
227 | 50 | CN757 | LIGHTING | CONFERENCE 2 | 205 | PIPE GRID | 1 | [10 empty] | 2 |  |  |  |  | 4
228 | 50 | CN758 | LIGHTING | CONFERENCE 2 | 205 | PIPE GRID | 1 |  |  |  |  | 1 | 1 |  |  |  |  | 2 |  |  |  |  | 4
229 | 50 | CN761 | SPEAKER POINT | CONFERENCE 2 | 205 | PIPE GRID | 1 |  | 1 |  |  | 1 | 1
230 | 50 | CN762 | SPEAKER POINT | CONFERENCE 2 | 205 | PIPE GRID | 1 |  | 1 |  |  | 1 | 1
231 | 50 | CN763 | SPEAKER POINT | CONFERENCE 2 | 205 | PIPE GRID | 1 |  | 1 |  |  | 1 | 1
232 | 50 | CN764 | SPEAKER POINT | CONFERENCE 2 | 205 | PIPE GRID | 1 |  | 1 |  |  | 1 | 1
233 | 50 | CN771A | PROJECTOR | CONFERENCE 2 | 205 | PIPE GRID | 1 |  | 1 | 1
234 | 50 | CN771B | PROJECTOR | CONFERENCE 2 | 205 | PIPE GRID | 1 |  | 1 | 1
235 | 50 | CN772 | PROJECTION SCREEN | CONFERENCE 2 | 205 | PIPE GRID |  |  |  | 1
236 | 50 | CN773 | PROJECTION SCREEN | CONFERENCE 2 | 205 | PIPE GRID |  |  |  | 1
237 | 50 | CN774 | PROJECTION SCREEN | CONFERENCE 2 | 205 | PIPE GRID |  |  |  | 1
238 | 50 | DIM602 | DIMMER RACK | FURNITURE STORE | 209 | REF DWG | [7 empty] | 1 |  |  |  | 4
239 | 50 | ER601 | EQPT RACK | FURNITURE STORE | 209 | 0 | 5 | 1
240 | 50 | ER601 | EQPT RACK | FURNITURE STORE | 209 | 0 | 5 | 1
241 | 50 | BREAK OUT
242 | 50 | BR701 | LIGHTING | BREAK OUT | 204 | CEILING | 1 |  | 1 |  |  | 2 | 1 |  |  |  |  | 2 |  |  |  |  | 2
243 | 50 | BR702 | LIGHTING | BREAK OUT | 204 | CEILING | 1 |  | 1 |  |  |  | 1 |  |  |  |  | 2 |  |  |  |  | 2
244 | 50 | BR703 | LIGHTING | BREAK OUT | 204 | CEILING | 1 |  | 1 |  |  |  | 1 |  |  |  |  | 2 |  |  |  |  | 2
245 | 50 | BR704 | LIGHTING | BREAK OUT | 204 | CEILING | 1 |  | 1 |  |  | 2 | 1 |  |  |  |  | 2 |  |  |  |  | 2
246 | 50 | REHEARSAL
247 | 50 | RH601 | AV CONTROL | REHEARSAL | 203 | 1100 | 1 |  |  | 1
248 | 50 | RH611 | TECH PANEL | REHEARSAL | 203 | 300 | 4 |  | 4 |  | 8 | 8 | 2 | 1 |  |  |  | 2 |  |  |  |  | 2
249 | 50 | RH612 | TECH PANEL | REHEARSAL | 203 | 300 | 4 |  | 4 |  | 8 | 8 | 2 | 1 |  |  |  | 2 |  |  |  |  | 2
250 | 50 | RH613 | TECH PANEL | REHEARSAL | 203 | 0 | 4 |  | 4 |  | 8 | 8 | 2 | 1 |  |  |  | 2 |  |  |  |  | 2
251 | 50 | RH701 | LIGHITNG | REHEARSAL | 203 | PIPE GRID | 1 | [10 empty] | 2 |  |  |  |  | 4
252 | 50 | RH702 | LIGHITNG | REHEARSAL | 203 | PIPE GRID | 1 | [10 empty] | 2 |  |  |  |  | 4
253 | 50 | RH703 | LIGHITNG | REHEARSAL | 203 | PIPE GRID | 1 | [10 empty] | 2 |  |  |  |  | 4
254 | 50 | RH704 | LIGHITNG | REHEARSAL | 203 | PIPE GRID | 1 | [10 empty] | 2 |  |  |  |  | 4
255 | 50 | RH705 | LIGHITNG | REHEARSAL | 203 | PIPE GRID | 1 | [10 empty] | 2 |  |  |  |  | 4
256 | 50 | RH706 | LIGHITNG | REHEARSAL | 203 | PIPE GRID | 1 | [10 empty] | 2 |  |  |  |  | 4
257 | 50 | RH707 | LIGHITNG | REHEARSAL | 203 | PIPE GRID | 1 | [10 empty] | 2 |  |  |  |  | 4
258 | 50 | RH708 | LIGHITNG | REHEARSAL | 203 | PIPE GRID | 1 |  |  |  |  | 1 | 1 |  |  |  |  | 2 |  |  |  |  | 4
259 | 50 | RH711 | SPEAKER POINT | REHEARSAL | 203 | PIPE GRID | 1 |  | 1 |  |  | 1 | 1
260 | 50 | RH712 | SPEAKER POINT | REHEARSAL | 203 | PIPE GRID | 1 |  | 1 |  |  | 1 | 1
261 | 50 | RH713 | SPEAKER POINT | REHEARSAL | 203 | PIPE GRID | 1 |  | 1 |  |  | 1 | 1
262 | 50 | RH714 | SPEAKER POINT | REHEARSAL | 203 | PIPE GRID | 1 |  | 1 |  |  | 1 | 1
263 | 50 | RH731A | PROJECTOR | REHEARSAL | 203 | PIPE GRID | 1 |  | 1 | 1
264 | 50 | RH731B | PROJECTOR | REHEARSAL | 203 | PIPE GRID | 1 |  | 1 | 1
265 | 50 | RH732 | PROJECTION SCREEN | REHEARSAL | 203 | PIPE GRID |  |  |  | 1
266 | 50 | RH733 | PROJECTION SCREEN | REHEARSAL | 203 | PIPE GRID |  |  |  | 1
267 | 50 | RH734 | PROJECTION SCREEN | REHEARSAL | 203 | PIPE GRID |  |  |  | 1
268 |  | FRONT OF HOUSE
269 | 15 | ER211 | EQUIP RACK | CLOAK ROOM | G07 | 0 | 5 | 1
270 | 15 | ER211 | EQUIP RACK | CLOAK ROOM | G07 | 0 | 5 | 1
271 | 15 | FY201 | TECH PANEL | FUNCTION/FOYER | G01 | 0 | 2 |  | 2 | 1 | 2 | 2 | 1
272 | 15 | FY202 | TECH PANEL | FUNCTION/FOYER | G01 | 300 | 2 |  | 2 | 1 | 2 | 2 | 1
273 | 15 | FY211 | TECH PANEL | FUNCTION/FOYER | G01 | 0 | 2 |  | 2 | 1 | 2 | 4 | 2
274 | 15 | FY212 | NOT USED
275 | 15 | FY213 | TECH PANEL | FUNCTION/FOYER | G01 | 0 | 2 |  | 2 | 1 | 2 | 4 | 2
276 | 15 | FY214 | TECH PANEL | FUNCTION/FOYER | G01 | 0 | 2 |  | 2 | 1 | 2 | 4 | 2
277 | 15 | FY221 | SCREEN | FUNCTION/FOYER | G01 | 2200 | 1 |  | 2
278 | 15 | FY222 | SCREEN | FUNCTION/FOYER | G01 | 2200 | 1 |  | 2
279 | 15 | FY223 | NOT USED
280 | 15 | FY224 | NOT USED
281 | 15 | FY225 | NOT USED
282 | 15 | FY226 | SCREEN | FUNCTION/FOYER | G01 | 2200 | 1 |  | 2
283 | 15 | FY227 | SCREEN | FUNCTION/FOYER | G01 | 2200 | 1 |  | 2
284 | 15 | FY228 | SCREEN | FUNCTION/FOYER | G01 | 2200 | 1 |  | 2
285 | 15 | FY229 | SCREEN | FUNCTION/FOYER | G01 | 2200 | 1 |  | 2
286 | 15 | FY231 | HOUSE MANAGERS PANEL | FUNCTION/FOYER | G01 | 1100 | 1 |  |  | 1 |  |  | 1 |  | 1
287 |  | FY232 | NOT USED
288 | 60 | FY301 | TECH PANEL | FUNCTION/FOYER | G01 | CEILING | 4
289 | 60 | FY302 | TECH PANEL | FUNCTION/FOYER | G01 | CEILING | 4
290 | 60 | FY303 | TECH PANEL | FUNCTION/FOYER | G01 | CEILING | 4
291 | 60 | FY304 | TECH PANEL | FUNCTION/FOYER | G01 | CEILING | 4
292 | 60 | FY305 | TECH PANEL | FUNCTION/FOYER | G01 | CEILING | 4
293 | 60 | FY306 | TECH PANEL | FUNCTION/FOYER | G01 | CEILING | 4
294 | 60 | FY307 | TECH PANEL | FUNCTION/FOYER | G01 | CEILING | 4
295 | 60 | FY308 | TECH PANEL | FUNCTION/FOYER | G01 | CEILING | 4
296 | 60 | FY309 | TECH PANEL | FUNCTION/FOYER | G01 | CEILING | 4
297 | 60 | FY310 | TECH PANEL | FUNCTION/FOYER | G01 | CEILING | 4
298 | 60 | FY311 | TECH PANEL | FUNCTION/FOYER | G01 | CEILING | 4
299 | 60 | FY312 | TECH PANEL | FUNCTION/FOYER | G01 | CEILING | 4
300 | 60 | FY313 | TECH PANEL | FUNCTION/FOYER | G01 | CEILING | 4
301 | 60 | FY314 | TECH PANEL | FUNCTION/FOYER | G01 | CEILING | 4
302 | 60 | FY401 | TECH PANEL | FOYER | 113 | 0 | 2 |  | 2 | 1 | 2 | 2 | 2
303 | 60 | FY402 | TECH PANEL | FOYER | 113 | 300 | 2 |  | 2 | 1 | 2 | 2 | 2
304 | 60 | FY403 | TECH PANEL | FOYER | 113 | 0 | 2 |  | 2 | 1 | 2 | 2 | 2
305 | 60 | FY421 | SCREEN | FOYER | 113 | 2200 | 1 |  | 2
306 | 60 | FY422 | SCREEN | FOYER | 113 | 2200 | 1 |  | 2
307 | 60 | FY423 | SCREEN | FOYER | 113 | CEILING | 1 |  | 2
308 | 60 | FY424 | SCREEN | FOYER | 113 | CEILING | 1 |  | 2
309 | 60 | FY601 | TECH PANEL | FOYER | 207 | 300 | 2 |  | 2 | 1 | 2 | 2 | 2
310 | 60 | FY602 | TECH PANEL | FOYER | 207 | 300 | 2 |  | 2 | 1 | 2 | 2 | 2
311 | 60 | FY621 | SCREEN | FOYER | 207 | 2200 | 1 |  | 2
312 | 60 | FY622 | SCREEN | FOYER | 207 | 2200 | 1 |  | 2
313 | 60 | FY623 | SCREEN | FOYER | 207 | 2200 | 1 |  | 2
314 | 60 | FY624 | SCREEN | FOYER | 207 | 2200 | 1 |  | 2
315 | 60 | FY731 | EVENT PANEL | FOYER | 207 | CEILING | 4
316 | 60 | FY732 | EVENT PANEL | FOYER | 207 | CEILING | 4
317 | 60 | FY733 | EVENT PANEL | FOYER | 207 | CEILING | 4
318 | 60 | FY734 | EVENT PANEL | FOYER | 207 | CEILING | 4
319
320
321 | [5 empty] | CABLE TYPE | Cat 6A S/FTP R&M R305649 | 0M3 - 4pair LC | Cat 6A S/FTP R&M R305649 | Cat 6A S/FTP R&M R305649 | Belden 1801B/ 1802B/ 1803F /7880A |  | Cat 6A S/FTP R&M R305649 | Belden 1802B | Cat 6A U/FTP R&M R308247 | 18 AWG 0.75mm2 figure 8 | 11AWG 4mm2 figure 8 with overall sheath | Cat 6A U/FTP R&M R308247 | Cat 6A S/FTP R&M R305649 | System Dependant | System Dependant | System Dependant | Black faceplate - Autoswitched
322 | [6 empty] | 31 | 0 | 0 | 31 | 0 | 0 | 0 | 0 | 0 | 0 | 0 | 0 | 0 | 0 | 0 | 0 | 0
323 | [6 empty] | 60 | 0 | 120 | 60 | 0 | 0 | 0 | 0 | 0 | 0 | 0 | 0 | 0 | 0 | 0 | 0 | 0
324 | [6 empty] | 60 | 0 | 60 | 0 | 0 | 0 | 0 | 0 | 0 | 0 | 0 | 0 | 0 | 0 | 0 | 0 | 0
325 | [6 empty] | 0 | 0 | 0 | 40 | 0 | 0 | 0 | 0 | 0 | 0 | 0 | 0 | 0 | 0 | 0 | 0 | 0
326 | [6 empty] | 0 | 0 | 0 | 0 | 0 | 40 | 0 | 0 | 0 | 0 | 0 | 0 | 0 | 0 | 0 | 0 | 0
327 | [6 empty] | 160 | 0 | 160 | 80 | 640 | 320 | 160 | 120 | 0 | 0 | 0 | 160 | 0 | 0 | 0 | 0 | 0
328 | [6 empty] | 160 | 0 | 160 | 80 | 640 | 320 | 160 | 120 | 0 | 0 | 0 | 160 | 0 | 0 | 0 | 0 | 0
329 | [6 empty] | 160 | 0 | 80 | 40 | 0 | 0 | 0 | 40 | 0 | 0 | 0 | 160 | 0 | 0 | 0 | 0 | 0
330 | [6 empty] | 160 | 0 | 80 | 40 | 640 | 320 | 160 | 80 | 0 | 0 | 0 | 0 | 0 | 0 | 0 | 0 | 0
331 | [6 empty] | 160 | 0 | 160 | 80 | 80 | 80 | 40 | 40 | 40 | 0 | 0 | 0 | 0 | 0 | 0 | 0 | 0
332 | [6 empty] | 80 | 0 | 40 | 0 | 0 | 0 | 0 | 40 | 0 | 0 | 0 | 160 | 0 | 0 | 0 | 0 | 0
333 | [6 empty] | 0 | 0 | 0 | 0 | 0 | 0 | 0 | 0 | 0 | 0 | 0 | 160 | 0 | 0 | 0 | 0 | 0
334 | [6 empty] | 0 | 0 | 0 | 0 | 0 | 0 | 0 | 0 | 0 | 0 | 0 | 160 | 0 | 0 | 0 | 0 | 0
335 | [6 empty] | 0 | 80 | 0 | 0 | 0 | 0 | 0 | 0 | 0 | 0 | 0 | 0 | 0 | 0 | 0 | 0 | 0
336 | [6 empty] | 0 | 0 | 0 | 0 | 0 | 0 | 0 | 0 | 0 | 0 | 0 | 0 | 0 | 0 | 0 | 0 | 0
337 | [6 empty] | 0 | 0 | 0 | 0 | 0 | 0 | 0 | 0 | 0 | 0 | 0 | 0 | 0 | 0 | 0 | 0 | 0
338 | [6 empty] | 400 | 40 | 0 | 0 | 0 | 0 | 0 | 0 | 0 | 0 | 0 | 0 | 0 | 0 | 0 | 0 | 0
339 | [6 empty] | 400 | 40 | 0 | 0 | 0 | 0 | 0 | 0 | 0 | 0 | 0 | 0 | 0 | 0 | 0 | 0 | 0
340 | [6 empty] | 80 | 0 | 80 | 0 | 80 | 160 | 80 | 0 | 0 | 0 | 40 | 40 | 0 | 0 | 0 | 0 | 80
341 | [6 empty] | 80 | 0 | 80 | 0 | 80 | 160 | 80 | 0 | 0 | 0 | 40 | 40 | 0 | 0 | 0 | 0 | 80
342 | [6 empty] | 80 | 0 | 80 | 0 | 80 | 160 | 80 | 0 | 0 | 0 | 40 | 40 | 0 | 0 | 0 | 0 | 80
343 | [6 empty] | 80 | 0 | 80 | 0 | 80 | 160 | 80 | 0 | 0 | 0 | 40 | 40 | 0 | 0 | 0 | 0 | 80
344 | [6 empty] | 80 | 0 | 80 | 0 | 80 | 160 | 80 | 0 | 0 | 0 | 40 | 40 | 0 | 0 | 0 | 0 | 80
345 | [6 empty] | 80 | 0 | 80 | 0 | 80 | 160 | 80 | 0 | 0 | 0 | 40 | 40 | 0 | 0 | 0 | 0 | 80
346 | [6 empty] | 80 | 0 | 80 | 0 | 80 | 160 | 80 | 0 | 0 | 0 | 40 | 40 | 0 | 0 | 0 | 0 | 80
347 | [6 empty] | 80 | 0 | 80 | 0 | 80 | 160 | 80 | 0 | 0 | 0 | 40 | 40 | 0 | 0 | 0 | 0 | 80
348 | [6 empty] | 80 | 0 | 80 | 0 | 80 | 160 | 80 | 0 | 0 | 0 | 40 | 40 | 0 | 0 | 0 | 0 | 80
349 | [6 empty] | 80 | 0 | 80 | 0 | 80 | 160 | 80 | 0 | 0 | 0 | 40 | 40 | 0 | 0 | 0 | 0 | 80
350 | [6 empty] | 80 | 0 | 80 | 0 | 80 | 160 | 80 | 0 | 0 | 0 | 40 | 40 | 0 | 0 | 0 | 0 | 80
351 | [6 empty] | 80 | 0 | 80 | 0 | 80 | 160 | 80 | 0 | 0 | 0 | 40 | 40 | 0 | 0 | 0 | 0 | 80
352 | [6 empty] | 80 | 0 | 80 | 0 | 80 | 160 | 80 | 0 | 0 | 0 | 40 | 40 | 0 | 0 | 0 | 0 | 80
353 | [6 empty] | 80 | 0 | 80 | 0 | 80 | 160 | 80 | 0 | 0 | 0 | 40 | 40 | 0 | 0 | 0 | 0 | 80
354 | [6 empty] | 80 | 0 | 80 | 0 | 80 | 160 | 80 | 0 | 0 | 0 | 40 | 40 | 0 | 0 | 0 | 0 | 80
355 | [6 empty] | 80 | 0 | 80 | 0 | 80 | 160 | 80 | 0 | 0 | 0 | 40 | 40 | 0 | 0 | 0 | 0 | 80
356 | [6 empty] | 80 | 0 | 80 | 0 | 80 | 160 | 80 | 0 | 0 | 0 | 40 | 40 | 0 | 0 | 0 | 0 | 80
357 | [6 empty] | 60 | 0 | 0 | 0 | 0 | 0 | 0 | 60 | 0 | 0 | 0 | 60 | 0 | 0 | 0 | 0 | 0
358 | [6 empty] | 60 | 0 | 0 | 0 | 0 | 0 | 0 | 60 | 0 | 0 | 0 | 60 | 0 | 0 | 0 | 0 | 0
359 | [6 empty] | 0 | 0 | 0 | 0 | 0 | 0 | 0 | 0 | 0 | 0 | 0 | 0 | 0 | 0 | 60 | 60 | 0
360 | [6 empty] | 0 | 0 | 0 | 0 | 0 | 0 | 0 | 0 | 0 | 0 | 0 | 0 | 0 | 0 | 60 | 60 | 0
361 | [6 empty] | 0 | 0 | 0 | 0 | 0 | 0 | 0 | 0 | 0 | 0 | 0 | 0 | 0 | 0 | 60 | 60 | 0
362 | [6 empty] | 0 | 0 | 0 | 0 | 0 | 0 | 0 | 0 | 0 | 0 | 0 | 0 | 0 | 0 | 60 | 60 | 0
363 | [6 empty] | 0 | 0 | 0 | 0 | 0 | 0 | 0 | 0 | 0 | 0 | 0 | 0 | 0 | 0 | 0 | 0 | 0
364 | [6 empty] | 0 | 0 | 0 | 0 | 0 | 0 | 0 | 0 | 0 | 0 | 0 | 0 | 0 | 0 | 60 | 60 | 0
365 | [6 empty] | 120 | 0 | 0 | 0 | 0 | 0 | 60 | 0 | 0 | 0 | 120 | 120 | 0 | 0 | 0 | 0 | 360
366 | [6 empty] | 120 | 0 | 0 | 0 | 0 | 0 | 60 | 0 | 0 | 0 | 120 | 120 | 0 | 0 | 0 | 0 | 360
367 | [6 empty] | 120 | 0 | 0 | 0 | 0 | 0 | 60 | 0 | 0 | 0 | 120 | 120 | 0 | 0 | 0 | 0 | 360
368 | [6 empty] | 120 | 0 | 0 | 0 | 0 | 0 | 60 | 0 | 0 | 0 | 120 | 120 | 0 | 0 | 0 | 0 | 360
369 | [6 empty] | 120 | 0 | 0 | 0 | 0 | 0 | 60 | 0 | 0 | 0 | 120 | 120 | 0 | 0 | 0 | 0 | 360
370 | [6 empty] | 120 | 0 | 0 | 0 | 0 | 0 | 60 | 0 | 0 | 0 | 120 | 120 | 0 | 0 | 0 | 0 | 360
371 | [6 empty] | 120 | 0 | 0 | 0 | 0 | 0 | 60 | 0 | 0 | 0 | 120 | 120 | 0 | 0 | 0 | 0 | 360
372 | [6 empty] | 120 | 0 | 0 | 0 | 0 | 0 | 60 | 0 | 0 | 0 | 120 | 120 | 0 | 0 | 0 | 0 | 360
373 | [6 empty] | 120 | 0 | 0 | 0 | 0 | 0 | 60 | 0 | 0 | 0 | 120 | 120 | 0 | 0 | 0 | 0 | 360
374 | [6 empty] | 120 | 0 | 0 | 0 | 0 | 0 | 60 | 0 | 0 | 0 | 120 | 120 | 0 | 0 | 0 | 0 | 360
375 | [6 empty] | 180 | 0 | 0 | 0 | 180 | 180 | 180 | 0 | 0 | 0 | 0 | 360 | 0 | 0 | 0 | 0 | 1080
376 | [6 empty] | 180 | 0 | 0 | 0 | 180 | 180 | 180 | 0 | 0 | 0 | 0 | 360 | 0 | 0 | 0 | 0 | 1080
377 | [6 empty] | 180 | 0 | 0 | 0 | 180 | 180 | 180 | 0 | 0 | 0 | 0 | 360 | 0 | 0 | 0 | 0 | 1080
378 | [6 empty] | 180 | 0 | 0 | 0 | 180 | 180 | 180 | 0 | 0 | 0 | 0 | 360 | 0 | 0 | 0 | 0 | 1080
379 | [6 empty] | 180 | 0 | 0 | 0 | 180 | 180 | 180 | 0 | 0 | 0 | 0 | 360 | 0 | 0 | 0 | 0 | 1080
380 | [6 empty] | 180 | 0 | 0 | 0 | 180 | 180 | 180 | 0 | 0 | 0 | 0 | 360 | 0 | 0 | 0 | 0 | 1080
381 | [6 empty] | 180 | 0 | 0 | 0 | 180 | 180 | 180 | 0 | 0 | 0 | 0 | 360 | 0 | 0 | 0 | 0 | 1080
382 | [6 empty] | 180 | 0 | 0 | 0 | 180 | 180 | 180 | 0 | 0 | 0 | 0 | 360 | 0 | 0 | 0 | 0 | 1080
383 | [6 empty] | 0 | 0 | 0 | 0 | 0 | 0 | 0 | 0 | 0 | 0 | 60 | 0 | 0 | 0 | 0 | 0 | 0
384 | [6 empty] | 0 | 0 | 0 | 0 | 0 | 0 | 0 | 0 | 0 | 0 | 60 | 0 | 0 | 0 | 0 | 0 | 0
385 | [6 empty] | 0 | 0 | 0 | 0 | 0 | 0 | 0 | 0 | 0 | 0 | 60 | 0 | 0 | 0 | 0 | 0 | 0
386 | [6 empty] | 0 | 0 | 0 | 0 | 0 | 0 | 0 | 0 | 0 | 0 | 60 | 0 | 0 | 0 | 0 | 0 | 0
387 | [6 empty] | 0 | 0 | 0 | 0 | 0 | 0 | 0 | 0 | 0 | 0 | 60 | 0 | 0 | 0 | 0 | 0 | 0
388 | [6 empty] | 0 | 0 | 0 | 0 | 0 | 0 | 0 | 0 | 0 | 0 | 60 | 0 | 0 | 0 | 0 | 0 | 0
389 | [6 empty] | 70 | 0 | 0 | 0 | 140 | 0 | 70 | 0 | 0 | 0 | 140 | 0 | 0 | 0 | 0 | 0 | 0
390 | [6 empty] | 70 | 0 | 0 | 0 | 140 | 0 | 70 | 0 | 0 | 0 | 140 | 0 | 0 | 0 | 0 | 0 | 0
391 | [6 empty] | 70 | 0 | 0 | 0 | 280 | 0 | 140 | 0 | 0 | 0 | 280 | 0 | 0 | 0 | 0 | 0 | 0
392 | [6 empty] | 70 | 0 | 0 | 0 | 280 | 0 | 140 | 0 | 0 | 0 | 140 | 0 | 0 | 0 | 0 | 0 | 0
393 | [6 empty] | 70 | 0 | 0 | 0 | 280 | 0 | 140 | 0 | 0 | 0 | 280 | 0 | 0 | 0 | 0 | 0 | 0
394 | [6 empty] | 70 | 0 | 0 | 0 | 280 | 0 | 140 | 0 | 0 | 0 | 280 | 0 | 0 | 0 | 0 | 0 | 0
395 | [6 empty] | 70 | 0 | 0 | 0 | 280 | 0 | 140 | 0 | 0 | 0 | 280 | 0 | 0 | 0 | 0 | 0 | 0
396 | [6 empty] | 70 | 0 | 0 | 0 | 280 | 0 | 140 | 0 | 0 | 0 | 280 | 0 | 0 | 0 | 0 | 0 | 0
397 | [6 empty] | 70 | 0 | 0 | 0 | 280 | 0 | 140 | 0 | 0 | 0 | 140 | 0 | 0 | 0 | 0 | 0 | 0
398 | [6 empty] | 50 | 0 | 50 | 0 | 50 | 50 | 0 | 0 | 0 | 0 | 0 | 200 | 0 | 0 | 0 | 0 | 100
399 | [6 empty] | 50 | 0 | 50 | 0 | 50 | 50 | 0 | 50 | 0 | 0 | 0 | 100 | 0 | 0 | 0 | 0 | 100
400 | [6 empty] | 50 | 0 | 50 | 0 | 50 | 50 | 0 | 0 | 0 | 0 | 0 | 200 | 0 | 0 | 0 | 0 | 100
401 | [6 empty] | 100 | 0 | 200 | 100 | 50 | 50 | 50 | 50 | 50 | 0 | 0 | 100 | 50 | 0 | 0 | 0 | 200
402 | [6 empty] | 100 | 0 | 200 | 100 | 50 | 50 | 50 | 50 | 50 | 0 | 0 | 100 | 50 | 0 | 0 | 0 | 0
403 | [6 empty] | 100 | 0 | 200 | 100 | 50 | 50 | 50 | 50 | 50 | 0 | 0 | 100 | 50 | 0 | 0 | 0 | 200
404 | [6 empty] | 100 | 0 | 100 | 0 | 100 | 100 | 100 | 50 | 0 | 0 | 0 | 100 | 0 | 0 | 0 | 0 | 200
405 | [6 empty] | 100 | 0 | 100 | 0 | 100 | 100 | 100 | 50 | 0 | 0 | 0 | 100 | 0 | 0 | 0 | 0 | 200
406 | [6 empty] | 50 | 0 | 0 | 0 | 0 | 0 | 0 | 0 | 0 | 0 | 0 | 0 | 0 | 0 | 0 | 0 | 0
407 | [6 empty] | 100 | 0 | 100 | 0 | 100 | 400 | 100 | 100 | 0 | 0 | 100 | 100 | 0 | 0 | 0 | 0 | 200
408 | [6 empty] | 100 | 0 | 100 | 0 | 100 | 400 | 100 | 100 | 0 | 0 | 100 | 100 | 0 | 0 | 0 | 0 | 200
409 | [6 empty] | 100 | 0 | 100 | 0 | 100 | 100 | 50 | 50 | 0 | 0 | 0 | 100 | 0 | 0 | 0 | 0 | 300
410 | [6 empty] | 100 | 0 | 100 | 0 | 100 | 100 | 50 | 50 | 0 | 0 | 0 | 100 | 0 | 0 | 0 | 0 | 300
411 | [6 empty] | 100 | 0 | 100 | 0 | 100 | 100 | 50 | 50 | 0 | 0 | 0 | 100 | 0 | 0 | 0 | 0 | 300
412 | [6 empty] | 100 | 0 | 100 | 0 | 100 | 100 | 50 | 50 | 0 | 0 | 0 | 100 | 0 | 0 | 0 | 0 | 300
413 | [6 empty] | 100 | 0 | 0 | 0 | 0 | 0 | 0 | 50 | 0 | 0 | 0 | 100 | 0 | 0 | 0 | 0 | 200
414 | [6 empty] | 100 | 0 | 0 | 0 | 0 | 0 | 0 | 50 | 0 | 0 | 0 | 100 | 0 | 0 | 0 | 0 | 200
415 | [6 empty] | 100 | 50 | 0 | 0 | 0 | 0 | 0 | 50 | 0 | 0 | 0 | 100 | 0 | 0 | 0 | 0 | 200
416 | [6 empty] | 100 | 50 | 0 | 0 | 0 | 0 | 0 | 50 | 0 | 0 | 0 | 100 | 0 | 0 | 0 | 0 | 200
417 | [6 empty] | 200 | 0 | 0 | 0 | 50 | 50 | 50 | 50 | 0 | 0 | 0 | 100 | 0 | 0 | 0 | 0 | 200
418 | [6 empty] | 200 | 0 | 0 | 0 | 50 | 50 | 50 | 50 | 0 | 0 | 0 | 100 | 0 | 0 | 0 | 0 | 200
419 | [6 empty] | 200 | 50 | 0 | 0 | 50 | 50 | 50 | 50 | 0 | 0 | 0 | 100 | 0 | 0 | 0 | 0 | 200
420 | [6 empty] | 200 | 50 | 0 | 0 | 50 | 50 | 50 | 50 | 0 | 0 | 0 | 100 | 0 | 0 | 0 | 0 | 200
421 | [6 empty] | 0 | 0 | 0 | 0 | 0 | 0 | 0 | 0 | 0 | 0 | 0 | 0 | 0 | 0 | 0 | 0 | 0
422 | [6 empty] | 0 | 0 | 0 | 0 | 0 | 0 | 0 | 0 | 0 | 0 | 0 | 0 | 0 | 320 | 0 | 0 | 0
423 | [6 empty] | 0 | 0 | 0 | 0 | 0 | 0 | 0 | 0 | 0 | 0 | 0 | 0 | 0 | 15 | 0 | 0 | 0
424 | [6 empty] | 0 | 0 | 0 | 0 | 0 | 0 | 0 | 0 | 0 | 0 | 0 | 0 | 0 | 0 | 0 | 0 | 0
425 | [6 empty] | 0 | 0 | 0 | 0 | 0 | 0 | 0 | 0 | 0 | 0 | 0 | 0 | 0 | 15 | 0 | 0 | 0
426 | [6 empty] | 0 | 0 | 0 | 0 | 0 | 0 | 0 | 0 | 0 | 0 | 0 | 0 | 0 | 0 | 0 | 0 | 0
427 | [6 empty] | 0 | 0 | 0 | 0 | 0 | 0 | 0 | 0 | 0 | 0 | 0 | 0 | 0 | 15 | 0 | 0 | 0
428 | [6 empty] | 0 | 0 | 0 | 0 | 0 | 0 | 0 | 0 | 0 | 0 | 0 | 0 | 0 | 0 | 0 | 0 | 0
429 | [6 empty] | 0 | 0 | 0 | 0 | 0 | 0 | 0 | 0 | 0 | 0 | 0 | 0 | 0 | 15 | 0 | 0 | 0
430 | [6 empty] | 0 | 0 | 0 | 0 | 0 | 0 | 0 | 0 | 0 | 0 | 0 | 0 | 0 | 0 | 0 | 0 | 0
431 | [6 empty] | 0 | 0 | 0 | 0 | 0 | 0 | 0 | 0 | 0 | 0 | 0 | 0 | 0 | 15 | 0 | 0 | 0
432 | [6 empty] | 0 | 0 | 0 | 0 | 0 | 0 | 0 | 0 | 0 | 0 | 0 | 0 | 0 | 0 | 0 | 0 | 0
433 | [6 empty] | 0 | 0 | 0 | 0 | 0 | 0 | 0 | 0 | 0 | 0 | 0 | 0 | 0 | 15 | 0 | 0 | 0
434 | [6 empty] | 0 | 0 | 0 | 0 | 0 | 0 | 0 | 0 | 0 | 0 | 0 | 0 | 0 | 0 | 0 | 0 | 0
435 | [6 empty] | 0 | 0 | 0 | 0 | 0 | 0 | 0 | 0 | 0 | 0 | 0 | 0 | 0 | 15 | 0 | 0 | 0
436 | [6 empty] | 0 | 0 | 0 | 0 | 0 | 0 | 0 | 0 | 0 | 0 | 0 | 0 | 0 | 0 | 0 | 0 | 0
437 | [6 empty] | 0 | 0 | 0 | 0 | 0 | 0 | 0 | 0 | 0 | 0 | 0 | 0 | 0 | 15 | 0 | 0 | 0
438 | [6 empty] | 0 | 0 | 0 | 0 | 0 | 0 | 0 | 0 | 0 | 0 | 0 | 0 | 0 | 0 | 0 | 0 | 0
439 | [6 empty] | 0 | 0 | 0 | 0 | 0 | 0 | 0 | 0 | 0 | 0 | 0 | 0 | 0 | 15 | 0 | 0 | 0
440 | [6 empty] | 0 | 0 | 0 | 0 | 0 | 0 | 0 | 0 | 0 | 0 | 0 | 0 | 0 | 0 | 0 | 0 | 0
441 | [6 empty] | 0 | 0 | 0 | 0 | 0 | 0 | 0 | 0 | 0 | 0 | 0 | 0 | 0 | 15 | 0 | 0 | 0
442 | [6 empty] | 0 | 0 | 0 | 0 | 0 | 0 | 0 | 0 | 0 | 0 | 0 | 0 | 0 | 0 | 0 | 0 | 0
443 | [6 empty] | 0 | 0 | 0 | 0 | 0 | 0 | 0 | 0 | 0 | 0 | 0 | 0 | 0 | 15 | 0 | 0 | 0
444 | [6 empty] | 0 | 0 | 0 | 0 | 0 | 0 | 0 | 0 | 0 | 0 | 0 | 0 | 0 | 0 | 0 | 0 | 0
445 | [6 empty] | 0 | 0 | 0 | 0 | 0 | 0 | 0 | 0 | 0 | 0 | 0 | 0 | 0 | 15 | 0 | 0 | 0
446 | [6 empty] | 0 | 0 | 0 | 0 | 0 | 0 | 0 | 0 | 0 | 0 | 0 | 0 | 0 | 0 | 0 | 0 | 0
447 | [6 empty] | 0 | 0 | 0 | 0 | 0 | 0 | 0 | 0 | 0 | 0 | 0 | 0 | 0 | 15 | 0 | 0 | 0
448 | [6 empty] | 0 | 0 | 0 | 0 | 0 | 0 | 0 | 0 | 0 | 0 | 0 | 0 | 0 | 0 | 0 | 0 | 0
449 | [6 empty] | 0 | 0 | 0 | 0 | 0 | 0 | 0 | 0 | 0 | 0 | 0 | 0 | 0 | 15 | 0 | 0 | 0
450 | [6 empty] | 0 | 0 | 0 | 0 | 0 | 0 | 0 | 0 | 0 | 0 | 0 | 0 | 0 | 0 | 0 | 0 | 0
451 | [6 empty] | 0 | 0 | 0 | 0 | 0 | 0 | 0 | 0 | 0 | 0 | 0 | 0 | 0 | 15 | 0 | 0 | 0
452 | [6 empty] | 0 | 0 | 0 | 0 | 0 | 0 | 0 | 0 | 0 | 0 | 0 | 0 | 0 | 0 | 0 | 0 | 0
453 | [6 empty] | 0 | 0 | 0 | 0 | 0 | 0 | 0 | 0 | 0 | 0 | 0 | 0 | 0 | 15 | 0 | 0 | 0
454 | [6 empty] | 0 | 0 | 0 | 0 | 0 | 0 | 0 | 0 | 0 | 0 | 0 | 0 | 0 | 0 | 0 | 0 | 0
455 | [6 empty] | 0 | 0 | 0 | 0 | 0 | 0 | 0 | 0 | 0 | 0 | 0 | 0 | 0 | 15 | 0 | 0 | 0
456 | [6 empty] | 0 | 0 | 0 | 0 | 0 | 0 | 0 | 0 | 0 | 0 | 0 | 0 | 0 | 0 | 0 | 0 | 0
457 | [6 empty] | 0 | 0 | 0 | 0 | 0 | 0 | 0 | 0 | 0 | 0 | 0 | 0 | 0 | 15 | 0 | 0 | 0
458 | [6 empty] | 0 | 0 | 0 | 0 | 0 | 0 | 0 | 0 | 0 | 0 | 0 | 0 | 0 | 0 | 0 | 0 | 0
459 | [6 empty] | 0 | 0 | 0 | 0 | 0 | 0 | 0 | 0 | 0 | 0 | 0 | 0 | 0 | 20 | 0 | 0 | 0
460 | [6 empty] | 0 | 0 | 0 | 0 | 0 | 0 | 0 | 0 | 0 | 0 | 0 | 0 | 0 | 20 | 0 | 0 | 0
461 | [6 empty] | 0 | 0 | 0 | 0 | 0 | 0 | 0 | 0 | 0 | 0 | 0 | 0 | 0 | 20 | 0 | 0 | 0
462 | [6 empty] | 0 | 0 | 0 | 0 | 0 | 0 | 0 | 0 | 0 | 0 | 0 | 0 | 0 | 20 | 0 | 0 | 0
463 | [6 empty] | 0 | 0 | 0 | 0 | 0 | 0 | 0 | 0 | 0 | 0 | 0 | 0 | 0 | 20 | 0 | 0 | 0
464 | [6 empty] | 0 | 0 | 0 | 0 | 0 | 0 | 0 | 0 | 0 | 0 | 0 | 0 | 0 | 20 | 0 | 0 | 0
465 | [6 empty] | 0 | 0 | 0 | 0 | 0 | 0 | 0 | 0 | 0 | 0 | 0 | 0 | 0 | 20 | 0 | 0 | 0
466 | [6 empty] | 0 | 0 | 0 | 0 | 0 | 0 | 0 | 0 | 0 | 0 | 0 | 0 | 0 | 20 | 0 | 0 | 0
467 | [6 empty] | 0 | 0 | 0 | 0 | 0 | 0 | 0 | 0 | 0 | 0 | 0 | 0 | 0 | 20 | 0 | 0 | 0
468 | [6 empty] | 0 | 0 | 0 | 0 | 0 | 0 | 0 | 0 | 0 | 0 | 0 | 0 | 0 | 20 | 0 | 0 | 0
469 | [6 empty] | 0 | 0 | 0 | 0 | 0 | 0 | 0 | 0 | 0 | 0 | 0 | 0 | 0 | 20 | 0 | 0 | 0
470 | [6 empty] | 0 | 0 | 0 | 0 | 0 | 0 | 0 | 0 | 0 | 0 | 0 | 0 | 0 | 20 | 0 | 0 | 0
471 | [6 empty] | 0 | 0 | 0 | 0 | 0 | 0 | 0 | 0 | 0 | 0 | 0 | 0 | 0 | 20 | 0 | 0 | 0
472 | [6 empty] | 0 | 0 | 0 | 0 | 0 | 0 | 0 | 0 | 0 | 0 | 0 | 0 | 0 | 20 | 0 | 0 | 0
473 | [6 empty] | 0 | 0 | 0 | 0 | 0 | 0 | 0 | 0 | 0 | 0 | 0 | 0 | 0 | 20 | 0 | 0 | 0
474 | [6 empty] | 0 | 0 | 0 | 0 | 0 | 0 | 0 | 0 | 0 | 0 | 0 | 0 | 0 | 20 | 0 | 0 | 0
475 | [6 empty] | 0 | 0 | 0 | 0 | 0 | 0 | 0 | 0 | 0 | 0 | 0 | 0 | 0 | 20 | 0 | 0 | 0
476 | [6 empty] | 0 | 0 | 0 | 0 | 0 | 0 | 0 | 0 | 0 | 0 | 0 | 0 | 0 | 20 | 0 | 0 | 0
477 | [6 empty] | 0 | 0 | 0 | 0 | 0 | 0 | 0 | 0 | 0 | 0 | 0 | 0 | 0 | 20 | 0 | 0 | 0
478 | [6 empty] | 0 | 0 | 0 | 0 | 0 | 0 | 0 | 0 | 0 | 0 | 0 | 0 | 0 | 20 | 0 | 0 | 0
479 | [6 empty] | 0 | 0 | 0 | 0 | 0 | 0 | 0 | 0 | 0 | 0 | 0 | 0 | 0 | 20 | 0 | 0 | 0
480 | [6 empty] | 0 | 0 | 0 | 0 | 0 | 0 | 0 | 0 | 0 | 0 | 0 | 0 | 0 | 20 | 0 | 0 | 0
481 | [6 empty] | 0 | 0 | 0 | 0 | 0 | 0 | 0 | 0 | 0 | 0 | 0 | 0 | 0 | 20 | 0 | 0 | 0
482 | [6 empty] | 0 | 0 | 0 | 0 | 0 | 0 | 0 | 0 | 0 | 0 | 0 | 0 | 0 | 20 | 0 | 0 | 0
483 | [6 empty] | 0 | 0 | 0 | 0 | 0 | 0 | 0 | 0 | 0 | 0 | 0 | 0 | 0 | 20 | 0 | 0 | 0
484 | [6 empty] | 0 | 0 | 0 | 0 | 0 | 0 | 0 | 0 | 0 | 0 | 0 | 0 | 0 | 20 | 0 | 0 | 0
485 | [6 empty] | 0 | 0 | 0 | 0 | 0 | 0 | 0 | 0 | 0 | 0 | 0 | 0 | 0 | 20 | 0 | 0 | 0
486 | [6 empty] | 0 | 0 | 0 | 0 | 0 | 0 | 0 | 0 | 0 | 0 | 0 | 0 | 0 | 20 | 0 | 0 | 0
487 | [6 empty] | 0 | 0 | 0 | 0 | 0 | 0 | 0 | 0 | 0 | 0 | 0 | 0 | 0 | 20 | 0 | 0 | 0
488 | [6 empty] | 0 | 0 | 0 | 0 | 0 | 0 | 0 | 0 | 0 | 0 | 0 | 0 | 0 | 20 | 0 | 0 | 0
489 | [6 empty] | 0 | 0 | 0 | 0 | 0 | 0 | 0 | 0 | 0 | 0 | 0 | 0 | 0 | 20 | 0 | 0 | 0
490 | [5 empty] | Back of house | 0 | 0 | 0 | 0 | 0 | 0 | 0 | 0 | 0 | 0 | 0 | 0 | 0 | 0 | 0 | 0 | 0
491 | [6 empty] | 0 | 0 | 50 | 50 | 0 | 0 | 0 | 0 | 0 | 0 | 0 | 0 | 0 | 0 | 0 | 0 | 0
492 | [6 empty] | 0 | 0 | 0 | 50 | 0 | 0 | 0 | 0 | 0 | 50 | 0 | 0 | 0 | 0 | 0 | 0 | 0
493 | [6 empty] | 0 | 0 | 50 | 50 | 0 | 0 | 0 | 0 | 0 | 0 | 0 | 0 | 0 | 0 | 0 | 0 | 0
494 | [6 empty] | 0 | 0 | 0 | 50 | 0 | 0 | 0 | 0 | 0 | 50 | 0 | 0 | 0 | 0 | 0 | 0 | 0
495 | [6 empty] | 0 | 0 | 50 | 50 | 0 | 0 | 0 | 0 | 0 | 0 | 0 | 0 | 0 | 0 | 0 | 0 | 0
496 | [6 empty] | 0 | 0 | 0 | 50 | 0 | 0 | 0 | 0 | 0 | 50 | 0 | 0 | 0 | 0 | 0 | 0 | 0
497 | [6 empty] | 0 | 0 | 50 | 50 | 0 | 0 | 0 | 0 | 0 | 0 | 0 | 0 | 0 | 0 | 0 | 0 | 0
498 | [6 empty] | 0 | 0 | 0 | 50 | 0 | 0 | 0 | 0 | 0 | 50 | 0 | 0 | 0 | 0 | 0 | 0 | 0
499 | [6 empty] | 0 | 0 | 50 | 50 | 0 | 0 | 0 | 0 | 0 | 0 | 0 | 0 | 0 | 0 | 0 | 0 | 0
500 | [6 empty] | 0 | 0 | 0 | 50 | 0 | 0 | 0 | 0 | 0 | 50 | 0 | 0 | 0 | 0 | 0 | 0 | 0
501 | [6 empty] | 0 | 0 | 50 | 50 | 0 | 0 | 0 | 0 | 0 | 0 | 0 | 0 | 0 | 0 | 0 | 0 | 0
502 | [6 empty] | 0 | 0 | 0 | 50 | 0 | 0 | 0 | 0 | 0 | 50 | 0 | 0 | 0 | 0 | 0 | 0 | 0
503 | [6 empty] | 0 | 0 | 50 | 50 | 0 | 0 | 0 | 0 | 0 | 0 | 0 | 0 | 0 | 0 | 0 | 0 | 0
504 | [6 empty] | 0 | 0 | 50 | 50 | 0 | 0 | 0 | 0 | 0 | 0 | 0 | 0 | 0 | 0 | 0 | 0 | 0
505 | [6 empty] | 0 | 0 | 50 | 50 | 0 | 0 | 0 | 0 | 0 | 0 | 0 | 0 | 0 | 0 | 0 | 0 | 0
506 | [6 empty] | 0 | 0 | 0 | 50 | 0 | 0 | 0 | 0 | 0 | 50 | 0 | 0 | 0 | 0 | 0 | 0 | 0
507 | [6 empty] | 300 | 0 | 100 | 50 | 100 | 100 | 100 | 50 | 0 | 0 | 0 | 100 | 0 | 0 | 0 | 0 | 50
508 | [6 empty] | 200 | 0 | 100 | 0 | 100 | 100 | 100 | 50 | 0 | 0 | 0 | 100 | 0 | 0 | 0 | 0 | 0
509 | [6 empty] | 0 | 0 | 50 | 50 | 0 | 0 | 0 | 0 | 0 | 0 | 0 | 0 | 0 | 0 | 0 | 0 | 0
510 | [6 empty] | 0 | 0 | 0 | 50 | 0 | 0 | 50 | 0 | 0 | 0 | 0 | 0 | 0 | 0 | 0 | 0 | 0
511 | [6 empty] | 0 | 0 | 0 | 50 | 0 | 0 | 0 | 0 | 0 | 50 | 0 | 0 | 0 | 0 | 0 | 0 | 0
512 | [5 empty] | CONFERENCE | 0 | 0 | 0 | 0 | 0 | 0 | 0 | 0 | 0 | 0 | 0 | 0 | 0 | 0 | 0 | 0 | 0
513 | [6 empty] | 50 | 0 | 0 | 50 | 0 | 0 | 0 | 0 | 0 | 0 | 0 | 0 | 0 | 0 | 0 | 0 | 0
514 | [6 empty] | 200 | 0 | 200 | 0 | 400 | 400 | 100 | 50 | 0 | 0 | 0 | 100 | 0 | 0 | 0 | 0 | 100
515 | [6 empty] | 200 | 0 | 200 | 0 | 400 | 400 | 100 | 50 | 0 | 0 | 0 | 100 | 0 | 0 | 0 | 0 | 100
516 | [6 empty] | 50 | 0 | 0 | 50 | 0 | 0 | 0 | 0 | 0 | 0 | 0 | 0 | 0 | 0 | 0 | 0 | 0
517 | [6 empty] | 200 | 0 | 200 | 0 | 400 | 400 | 100 | 50 | 0 | 0 | 0 | 100 | 0 | 0 | 0 | 0 | 100
518 | [6 empty] | 200 | 0 | 200 | 0 | 400 | 400 | 100 | 50 | 0 | 0 | 0 | 100 | 0 | 0 | 0 | 0 | 100
519 | [6 empty] | 50 | 0 | 0 | 0 | 0 | 0 | 0 | 0 | 0 | 0 | 0 | 100 | 0 | 0 | 0 | 0 | 200
520 | [6 empty] | 50 | 0 | 0 | 0 | 0 | 0 | 0 | 0 | 0 | 0 | 0 | 100 | 0 | 0 | 0 | 0 | 200
521 | [6 empty] | 50 | 0 | 0 | 0 | 0 | 0 | 0 | 0 | 0 | 0 | 0 | 100 | 0 | 0 | 0 | 0 | 200
522 | [6 empty] | 50 | 0 | 0 | 0 | 0 | 0 | 0 | 0 | 0 | 0 | 0 | 100 | 0 | 0 | 0 | 0 | 200
523 | [6 empty] | 50 | 0 | 0 | 0 | 0 | 0 | 0 | 0 | 0 | 0 | 0 | 100 | 0 | 0 | 0 | 0 | 200
524 | [6 empty] | 50 | 0 | 0 | 0 | 0 | 0 | 0 | 0 | 0 | 0 | 0 | 100 | 0 | 0 | 0 | 0 | 200
525 | [6 empty] | 50 | 0 | 0 | 0 | 0 | 0 | 0 | 0 | 0 | 0 | 0 | 100 | 0 | 0 | 0 | 0 | 200
526 | [6 empty] | 50 | 0 | 0 | 0 | 0 | 50 | 50 | 0 | 0 | 0 | 0 | 100 | 0 | 0 | 0 | 0 | 200
527 | [6 empty] | 50 | 0 | 50 | 0 | 0 | 50 | 50 | 0 | 0 | 0 | 0 | 0 | 0 | 0 | 0 | 0 | 0
528 | [6 empty] | 50 | 0 | 50 | 0 | 0 | 50 | 50 | 0 | 0 | 0 | 0 | 0 | 0 | 0 | 0 | 0 | 0
529 | [6 empty] | 50 | 0 | 50 | 0 | 0 | 50 | 50 | 0 | 0 | 0 | 0 | 0 | 0 | 0 | 0 | 0 | 0
530 | [6 empty] | 50 | 0 | 50 | 0 | 0 | 50 | 50 | 0 | 0 | 0 | 0 | 0 | 0 | 0 | 0 | 0 | 0
531 | [6 empty] | 50 | 0 | 50 | 50 | 0 | 0 | 0 | 0 | 0 | 0 | 0 | 0 | 0 | 0 | 0 | 0 | 0
532 | [6 empty] | 50 | 0 | 50 | 50 | 0 | 0 | 0 | 0 | 0 | 0 | 0 | 0 | 0 | 0 | 0 | 0 | 0
533 | [6 empty] | 0 | 0 | 0 | 50 | 0 | 0 | 0 | 0 | 0 | 0 | 0 | 0 | 0 | 0 | 0 | 0 | 0
534 | [6 empty] | 0 | 0 | 0 | 50 | 0 | 0 | 0 | 0 | 0 | 0 | 0 | 0 | 0 | 0 | 0 | 0 | 0
535 | [6 empty] | 0 | 0 | 0 | 50 | 0 | 0 | 0 | 0 | 0 | 0 | 0 | 0 | 0 | 0 | 0 | 0 | 0
536 | [6 empty] | 50 | 0 | 0 | 0 | 0 | 0 | 0 | 0 | 0 | 0 | 0 | 100 | 0 | 0 | 0 | 0 | 200
537 | [6 empty] | 50 | 0 | 0 | 0 | 0 | 0 | 0 | 0 | 0 | 0 | 0 | 100 | 0 | 0 | 0 | 0 | 200
538 | [6 empty] | 50 | 0 | 0 | 0 | 0 | 0 | 0 | 0 | 0 | 0 | 0 | 100 | 0 | 0 | 0 | 0 | 200
539 | [6 empty] | 50 | 0 | 0 | 0 | 0 | 0 | 0 | 0 | 0 | 0 | 0 | 100 | 0 | 0 | 0 | 0 | 200
540 | [6 empty] | 50 | 0 | 0 | 0 | 0 | 0 | 0 | 0 | 0 | 0 | 0 | 100 | 0 | 0 | 0 | 0 | 200
541 | [6 empty] | 50 | 0 | 0 | 0 | 0 | 0 | 0 | 0 | 0 | 0 | 0 | 100 | 0 | 0 | 0 | 0 | 200
542 | [6 empty] | 50 | 0 | 0 | 0 | 0 | 0 | 0 | 0 | 0 | 0 | 0 | 100 | 0 | 0 | 0 | 0 | 200
543 | [6 empty] | 50 | 0 | 0 | 0 | 0 | 50 | 50 | 0 | 0 | 0 | 0 | 100 | 0 | 0 | 0 | 0 | 200
544 | [6 empty] | 50 | 0 | 50 | 0 | 0 | 50 | 50 | 0 | 0 | 0 | 0 | 0 | 0 | 0 | 0 | 0 | 0
545 | [6 empty] | 50 | 0 | 50 | 0 | 0 | 50 | 50 | 0 | 0 | 0 | 0 | 0 | 0 | 0 | 0 | 0 | 0
546 | [6 empty] | 50 | 0 | 50 | 0 | 0 | 50 | 50 | 0 | 0 | 0 | 0 | 0 | 0 | 0 | 0 | 0 | 0
547 | [6 empty] | 50 | 0 | 50 | 0 | 0 | 50 | 50 | 0 | 0 | 0 | 0 | 0 | 0 | 0 | 0 | 0 | 0
548 | [6 empty] | 50 | 0 | 50 | 50 | 0 | 0 | 0 | 0 | 0 | 0 | 0 | 0 | 0 | 0 | 0 | 0 | 0
549 | [6 empty] | 50 | 0 | 50 | 50 | 0 | 0 | 0 | 0 | 0 | 0 | 0 | 0 | 0 | 0 | 0 | 0 | 0
550 | [6 empty] | 0 | 0 | 0 | 50 | 0 | 0 | 0 | 0 | 0 | 0 | 0 | 0 | 0 | 0 | 0 | 0 | 0
551 | [6 empty] | 0 | 0 | 0 | 50 | 0 | 0 | 0 | 0 | 0 | 0 | 0 | 0 | 0 | 0 | 0 | 0 | 0
552 | [6 empty] | 0 | 0 | 0 | 50 | 0 | 0 | 0 | 0 | 0 | 0 | 0 | 0 | 0 | 0 | 0 | 0 | 0
553 | [6 empty] | 0 | 0 | 0 | 0 | 0 | 0 | 0 | 50 | 0 | 0 | 0 | 200 | 0 | 0 | 0 | 0 | 0
554 | [6 empty] | 250 | 50 | 0 | 0 | 0 | 0 | 0 | 0 | 0 | 0 | 0 | 0 | 0 | 0 | 0 | 0 | 0
555 | [6 empty] | 250 | 50 | 0 | 0 | 0 | 0 | 0 | 0 | 0 | 0 | 0 | 0 | 0 | 0 | 0 | 0 | 0
556 | [6 empty] | 0 | 0 | 0 | 0 | 0 | 0 | 0 | 0 | 0 | 0 | 0 | 0 | 0 | 0 | 0 | 0 | 0
557 | [6 empty] | 50 | 0 | 50 | 0 | 0 | 100 | 50 | 0 | 0 | 0 | 0 | 100 | 0 | 0 | 0 | 0 | 100
558 | [6 empty] | 50 | 0 | 50 | 0 | 0 | 0 | 50 | 0 | 0 | 0 | 0 | 100 | 0 | 0 | 0 | 0 | 100
559 | [6 empty] | 50 | 0 | 50 | 0 | 0 | 0 | 50 | 0 | 0 | 0 | 0 | 100 | 0 | 0 | 0 | 0 | 100
560 | [6 empty] | 50 | 0 | 50 | 0 | 0 | 100 | 50 | 0 | 0 | 0 | 0 | 100 | 0 | 0 | 0 | 0 | 100
561 | [6 empty] | 0 | 0 | 0 | 0 | 0 | 0 | 0 | 0 | 0 | 0 | 0 | 0 | 0 | 0 | 0 | 0 | 0
562 | [6 empty] | 50 | 0 | 0 | 50 | 0 | 0 | 0 | 0 | 0 | 0 | 0 | 0 | 0 | 0 | 0 | 0 | 0
563 | [6 empty] | 200 | 0 | 200 | 0 | 400 | 400 | 100 | 50 | 0 | 0 | 0 | 100 | 0 | 0 | 0 | 0 | 100
564 | [6 empty] | 200 | 0 | 200 | 0 | 400 | 400 | 100 | 50 | 0 | 0 | 0 | 100 | 0 | 0 | 0 | 0 | 100
565 | [6 empty] | 200 | 0 | 200 | 0 | 400 | 400 | 100 | 50 | 0 | 0 | 0 | 100 | 0 | 0 | 0 | 0 | 100
566 | [6 empty] | 50 | 0 | 0 | 0 | 0 | 0 | 0 | 0 | 0 | 0 | 0 | 100 | 0 | 0 | 0 | 0 | 200
567 | [6 empty] | 50 | 0 | 0 | 0 | 0 | 0 | 0 | 0 | 0 | 0 | 0 | 100 | 0 | 0 | 0 | 0 | 200
568 | [6 empty] | 50 | 0 | 0 | 0 | 0 | 0 | 0 | 0 | 0 | 0 | 0 | 100 | 0 | 0 | 0 | 0 | 200
569 | [6 empty] | 50 | 0 | 0 | 0 | 0 | 0 | 0 | 0 | 0 | 0 | 0 | 100 | 0 | 0 | 0 | 0 | 200
570 | [6 empty] | 50 | 0 | 0 | 0 | 0 | 0 | 0 | 0 | 0 | 0 | 0 | 100 | 0 | 0 | 0 | 0 | 200
571 | [6 empty] | 50 | 0 | 0 | 0 | 0 | 0 | 0 | 0 | 0 | 0 | 0 | 100 | 0 | 0 | 0 | 0 | 200
572 | [6 empty] | 50 | 0 | 0 | 0 | 0 | 0 | 0 | 0 | 0 | 0 | 0 | 100 | 0 | 0 | 0 | 0 | 200
573 | [6 empty] | 50 | 0 | 0 | 0 | 0 | 50 | 50 | 0 | 0 | 0 | 0 | 100 | 0 | 0 | 0 | 0 | 200
574 | [6 empty] | 50 | 0 | 50 | 0 | 0 | 50 | 50 | 0 | 0 | 0 | 0 | 0 | 0 | 0 | 0 | 0 | 0
575 | [6 empty] | 50 | 0 | 50 | 0 | 0 | 50 | 50 | 0 | 0 | 0 | 0 | 0 | 0 | 0 | 0 | 0 | 0
576 | [6 empty] | 50 | 0 | 50 | 0 | 0 | 50 | 50 | 0 | 0 | 0 | 0 | 0 | 0 | 0 | 0 | 0 | 0
577 | [6 empty] | 50 | 0 | 50 | 0 | 0 | 50 | 50 | 0 | 0 | 0 | 0 | 0 | 0 | 0 | 0 | 0 | 0
578 | [6 empty] | 50 | 0 | 50 | 50 | 0 | 0 | 0 | 0 | 0 | 0 | 0 | 0 | 0 | 0 | 0 | 0 | 0
579 | [6 empty] | 50 | 0 | 50 | 50 | 0 | 0 | 0 | 0 | 0 | 0 | 0 | 0 | 0 | 0 | 0 | 0 | 0
580 | [6 empty] | 0 | 0 | 0 | 50 | 0 | 0 | 0 | 0 | 0 | 0 | 0 | 0 | 0 | 0 | 0 | 0 | 0
581 | [6 empty] | 0 | 0 | 0 | 50 | 0 | 0 | 0 | 0 | 0 | 0 | 0 | 0 | 0 | 0 | 0 | 0 | 0
582 | [6 empty] | 0 | 0 | 0 | 50 | 0 | 0 | 0 | 0 | 0 | 0 | 0 | 0 | 0 | 0 | 0 | 0 | 0
583 | [6 empty] | 0 | 0 | 0 | 0 | 0 | 0 | 0 | 0 | 0 | 0 | 0 | 0 | 0 | 0 | 0 | 0 | 0
584 | [6 empty] | 75 | 15 | 0 | 0 | 0 | 0 | 0 | 0 | 0 | 0 | 0 | 0 | 0 | 0 | 0 | 0 | 0
585 | [6 empty] | 75 | 15 | 0 | 0 | 0 | 0 | 0 | 0 | 0 | 0 | 0 | 0 | 0 | 0 | 0 | 0 | 0
586 | [6 empty] | 30 | 0 | 30 | 15 | 30 | 30 | 15 | 0 | 0 | 0 | 0 | 0 | 0 | 0 | 0 | 0 | 0
587 | [6 empty] | 30 | 0 | 30 | 15 | 30 | 30 | 15 | 0 | 0 | 0 | 0 | 0 | 0 | 0 | 0 | 0 | 0
588 | [6 empty] | 30 | 0 | 30 | 15 | 30 | 60 | 30 | 0 | 0 | 0 | 0 | 0 | 0 | 0 | 0 | 0 | 0
589 | [6 empty] | 0 | 0 | 0 | 0 | 0 | 0 | 0 | 0 | 0 | 0 | 0 | 0 | 0 | 0 | 0 | 0 | 0
590 | [6 empty] | 30 | 0 | 30 | 15 | 30 | 60 | 30 | 0 | 0 | 0 | 0 | 0 | 0 | 0 | 0 | 0 | 0
591 | [6 empty] | 30 | 0 | 30 | 15 | 30 | 60 | 30 | 0 | 0 | 0 | 0 | 0 | 0 | 0 | 0 | 0 | 0
592 | [6 empty] | 15 | 0 | 30 | 0 | 0 | 0 | 0 | 0 | 0 | 0 | 0 | 0 | 0 | 0 | 0 | 0 | 0
593 | [6 empty] | 15 | 0 | 30 | 0 | 0 | 0 | 0 | 0 | 0 | 0 | 0 | 0 | 0 | 0 | 0 | 0 | 0
594 | [6 empty] | 0 | 0 | 0 | 0 | 0 | 0 | 0 | 0 | 0 | 0 | 0 | 0 | 0 | 0 | 0 | 0 | 0
595 | [6 empty] | 0 | 0 | 0 | 0 | 0 | 0 | 0 | 0 | 0 | 0 | 0 | 0 | 0 | 0 | 0 | 0 | 0
596 | [6 empty] | 0 | 0 | 0 | 0 | 0 | 0 | 0 | 0 | 0 | 0 | 0 | 0 | 0 | 0 | 0 | 0 | 0
597 | [6 empty] | 15 | 0 | 30 | 0 | 0 | 0 | 0 | 0 | 0 | 0 | 0 | 0 | 0 | 0 | 0 | 0 | 0
598 | [6 empty] | 15 | 0 | 30 | 0 | 0 | 0 | 0 | 0 | 0 | 0 | 0 | 0 | 0 | 0 | 0 | 0 | 0
599 | [6 empty] | 15 | 0 | 30 | 0 | 0 | 0 | 0 | 0 | 0 | 0 | 0 | 0 | 0 | 0 | 0 | 0 | 0
600 | [6 empty] | 15 | 0 | 30 | 0 | 0 | 0 | 0 | 0 | 0 | 0 | 0 | 0 | 0 | 0 | 0 | 0 | 0
601 | [6 empty] | 15 | 0 | 0 | 15 | 0 | 0 | 15 | 0 | 15 | 0 | 0 | 0 | 0 | 0 | 0 | 0 | 0
602 | [6 empty] | 0 | 0 | 0 | 0 | 0 | 0 | 0 | 0 | 0 | 0 | 0 | 0 | 0 | 0 | 0 | 0 | 0
603 | [6 empty] | 240 | 0 | 0 | 0 | 0 | 0 | 0 | 0 | 0 | 0 | 0 | 0 | 0 | 0 | 0 | 0 | 0
604 | [6 empty] | 240 | 0 | 0 | 0 | 0 | 0 | 0 | 0 | 0 | 0 | 0 | 0 | 0 | 0 | 0 | 0 | 0
605 | [6 empty] | 240 | 0 | 0 | 0 | 0 | 0 | 0 | 0 | 0 | 0 | 0 | 0 | 0 | 0 | 0 | 0 | 0
606 | [6 empty] | 240 | 0 | 0 | 0 | 0 | 0 | 0 | 0 | 0 | 0 | 0 | 0 | 0 | 0 | 0 | 0 | 0
607 | [6 empty] | 240 | 0 | 0 | 0 | 0 | 0 | 0 | 0 | 0 | 0 | 0 | 0 | 0 | 0 | 0 | 0 | 0
608 | [6 empty] | 240 | 0 | 0 | 0 | 0 | 0 | 0 | 0 | 0 | 0 | 0 | 0 | 0 | 0 | 0 | 0 | 0
609 | [6 empty] | 240 | 0 | 0 | 0 | 0 | 0 | 0 | 0 | 0 | 0 | 0 | 0 | 0 | 0 | 0 | 0 | 0
610 | [6 empty] | 240 | 0 | 0 | 0 | 0 | 0 | 0 | 0 | 0 | 0 | 0 | 0 | 0 | 0 | 0 | 0 | 0
611 | [6 empty] | 240 | 0 | 0 | 0 | 0 | 0 | 0 | 0 | 0 | 0 | 0 | 0 | 0 | 0 | 0 | 0 | 0
612 | [6 empty] | 240 | 0 | 0 | 0 | 0 | 0 | 0 | 0 | 0 | 0 | 0 | 0 | 0 | 0 | 0 | 0 | 0
613 | [6 empty] | 240 | 0 | 0 | 0 | 0 | 0 | 0 | 0 | 0 | 0 | 0 | 0 | 0 | 0 | 0 | 0 | 0
614 | [6 empty] | 240 | 0 | 0 | 0 | 0 | 0 | 0 | 0 | 0 | 0 | 0 | 0 | 0 | 0 | 0 | 0 | 0
615 | [6 empty] | 240 | 0 | 0 | 0 | 0 | 0 | 0 | 0 | 0 | 0 | 0 | 0 | 0 | 0 | 0 | 0 | 0
616 | [6 empty] | 240 | 0 | 0 | 0 | 0 | 0 | 0 | 0 | 0 | 0 | 0 | 0 | 0 | 0 | 0 | 0 | 0
617 | [6 empty] | 120 | 0 | 120 | 60 | 120 | 120 | 120 | 0 | 0 | 0 | 0 | 0 | 0 | 0 | 0 | 0 | 0
618 | [6 empty] | 120 | 0 | 120 | 60 | 120 | 120 | 120 | 0 | 0 | 0 | 0 | 0 | 0 | 0 | 0 | 0 | 0
619 | [6 empty] | 120 | 0 | 120 | 60 | 120 | 120 | 120 | 0 | 0 | 0 | 0 | 0 | 0 | 0 | 0 | 0 | 0
620 | [6 empty] | 60 | 0 | 120 | 0 | 0 | 0 | 0 | 0 | 0 | 0 | 0 | 0 | 0 | 0 | 0 | 0 | 0
621 | [6 empty] | 60 | 0 | 120 | 0 | 0 | 0 | 0 | 0 | 0 | 0 | 0 | 0 | 0 | 0 | 0 | 0 | 0
622 | [6 empty] | 60 | 0 | 120 | 0 | 0 | 0 | 0 | 0 | 0 | 0 | 0 | 0 | 0 | 0 | 0 | 0 | 0
623 | [6 empty] | 60 | 0 | 120 | 0 | 0 | 0 | 0 | 0 | 0 | 0 | 0 | 0 | 0 | 0 | 0 | 0 | 0
624 | [6 empty] | 120 | 0 | 120 | 60 | 120 | 120 | 120 | 0 | 0 | 0 | 0 | 0 | 0 | 0 | 0 | 0 | 0
625 | [6 empty] | 120 | 0 | 120 | 60 | 120 | 120 | 120 | 0 | 0 | 0 | 0 | 0 | 0 | 0 | 0 | 0 | 0
626 | [6 empty] | 60 | 0 | 120 | 0 | 0 | 0 | 0 | 0 | 0 | 0 | 0 | 0 | 0 | 0 | 0 | 0 | 0
627 | [6 empty] | 60 | 0 | 120 | 0 | 0 | 0 | 0 | 0 | 0 | 0 | 0 | 0 | 0 | 0 | 0 | 0 | 0
628 | [6 empty] | 60 | 0 | 120 | 0 | 0 | 0 | 0 | 0 | 0 | 0 | 0 | 0 | 0 | 0 | 0 | 0 | 0
629 | [6 empty] | 60 | 0 | 120 | 0 | 0 | 0 | 0 | 0 | 0 | 0 | 0 | 0 | 0 | 0 | 0 | 0 | 0
630 | [6 empty] | 240 | 0 | 0 | 0 | 0 | 0 | 0 | 0 | 0 | 0 | 0 | 0 | 0 | 0 | 0 | 0 | 0
631 | [6 empty] | 240 | 0 | 0 | 0 | 0 | 0 | 0 | 0 | 0 | 0 | 0 | 0 | 0 | 0 | 0 | 0 | 0
632 | [6 empty] | 240 | 0 | 0 | 0 | 0 | 0 | 0 | 0 | 0 | 0 | 0 | 0 | 0 | 0 | 0 | 0 | 0
633 | [6 empty] | 240 | 0 | 0 | 0 | 0 | 0 | 0 | 0 | 0 | 0 | 0 | 0 | 0 | 0 | 0 | 0 | 0
634
635 | [5 empty] | CABLE TYPE | Cat 6A S/FTP R&M R305649 | 0M3 - 4pair LC | Cat 6A S/FTP R&M R305649 | Cat 6A S/FTP R&M R305649 | Belden 1801B/ 1802B/ 1803F /7880A |  | Cat 6A S/FTP R&M R305649 | Belden 1802B | Cat 6A U/FTP R&M R308247 | 18 AWG 0.75mm2 figure 8 | 11AWG 4mm2 figure 8 with overall sheath | Cat 6A U/FTP R&M R308247 | Cat 6A S/FTP R&M R305649 | System Dependant | System Dependant | System Dependant | Black faceplate - Autoswitched
636 | [5 empty] | THEATRE | 9581 | 360 | 4470 | 1751 | 8540 | 7340 | 6240 | 1760 | 190 | 400 | 4400 | 8440 | 150 | 1210 | 300 | 300 | 17950
637 | [5 empty] | CONFERENCE | 10155 | 130 | 4390 | 1290 | 3550 | 4590 | 2385 | 400 | 15 | 0 | 0 | 3700 | 0 | 0 | 0 | 0 | 5900
638
639 | THEATRE
640 | Total | Price / m | Description | Length in Meters
641 | 30403.04 | 1.37 | Garland Cat 6A S/FTP R&M R305649 | 22192
| 11823.1 | 1.37 | Cat 6A U/FTP R&M R308247 | 8630
642 | 23820 | 1.5 | Belden 1801B | 15880
643 | 5878.4 | 3.34 | Belden 1802B | 1760
644 | 1274.4 | 3.54 | 0M3 - 4pair LC | 360
645 | 4210.8 | 3.48 | Treoflex JZ | 1210
646 | 5866.96 | 1.3334 | 11AWG 4mm figure 8 with overall sheath | 4400
|  |  | 18 AWG 0.75mm2 | 400
| 83276.7 |  | Total
647
648 | CONFERENCE
649 | Total | Price / m | Description | Length
650 | 24961.4 | 1.37 | Garland Cat 6A S/FTP R&M R305649 | 18220
|  |  | Cat 6A U/FTP R&M R308247 | 3715
651 | 12210 | 1.5 | Belden 4694R RG6 | 8140
652 | 600 | 1.5 | Belden 1801B | 400
653 | 1336 | 3.34 | Belden 1802B | 400
654 | 460.2 | 3.54 | 0M3 - 4pair LC | 130
|  |  | 18 AWG 0.75mm2 | 0
655 | 0 | 1.3334 | 11AWG 4mm figure 8 with overall sheath | 0
656 | 39567.6 |  | Total
657
658
659
660
661
662
663
664
665

## Wirestorm
Video Decoder | A/V Decoder, 4K UHD over IP cinema quality ultra-low latency visually lossless switch matrix routable, with built-in video wall functionality; POE | Visionary Solutions D4100 | Atlona AT-UHD-EX-70C-RX | 22
Video Encoder | A/V Encoder, 4K UHD over IP cinema quality ultra-low latency visually lossless switch matrix routable, with built-in video wall functionality; POE | Visionary Solutions E4100 | Atlona AT-UHD-EX-70C-TX | 3
Video Encoder | A/V Encoder, 4K UHD over IP cinema quality ultra-low latency visually lossless switch matrix routable, with built-in video wall functionality; POE | Visionary Solutions E4100 |  | 4
Video Decoder | A/V Decoder, 4K UHD over IP cinema quality ultra-low latency visually lossless switch matrix routable, with built-in video wall functionality; POE | Visionary Solutions D4100 |  | 10
20%
BUSSELTON PERFORMING ARTS & CONVENTION CENTRE
AUDIO-VISUAL SYSTEM BREAKDOWN - AUDITORIUM & BOH & CONVENTION CENTRE
|  |  |  | QTY | Cost | Extended cost | Price | Extended price
| NetworkHD™ 400 Series In-Wall 4K AV over IP JPEG 2000 Encoder | NHD-400-TX-IW |  | 1 | 1179 | 1179 | 1414.8 | 1414.8
| Controller for NetworkHD™ Systems | NHD-000-CTL |  | 1 | 459 | 459 | 550.8 | 550.8
| NetworkHD™ 400 Series 4K AV over IP JPEG 2000 Encoder Economical | NHD-400-E-TX |  | 1 | 619 | 619 | 742.8 | 742.8
| NetworkHD™ 400 Series 4K AV over IP JPEG 2000 Encoder with Dante | NHD-400-DNT-TX |  | 6 | 1019 | 6114 | 1222.8 | 7336.8
| NetworkHD™ 400 Series 4K AV over IP JPEG 2000 Decoder Economical | NHD-400-E-RX |  | 27 | 619 | 16713 | 742.8 | 20055.6
|  |  |  | Sub Total |  |  |  | 30100.8
[7 empty] | GST | 3010.08
[7 empty] | Total | 33110.88

## Screens
4 | PANEL ID | DESCRIPTION | LOCATION | ROOM | AFFL (MM) | Quantity of outlets | To/from | Quantity of Outlets | To/from | Quantity of outlets | To/from | Quantity of outlets | To/from | Quantity of outlets | To/from | (M) Send Quantity | (F) Return Quantity | To/from | Quantity of Outlets | To/from | Quantity of outlets | To/From | Quantity of outlets | To/from | Quantity of Outlets | To/from | Quantity of outlets | To/from | Quantity of outlets | To/from | Quantity of outlets | To/from | Quantity of outlets | To/from | Quantity of outlets | To/From | Quantity of outlets | To/from | Quantity of outlets | To/from | Quantity of outlets | To/from | Quantity of outlets | To/from | Quantity of outlets | To/From | Quantity of outlets | Zone | Quantity of outlets | Quantity of outlets | Quantity of outlets
5 | THEATRE
7 | AV202 | AVCONTROL PANEL | STAGE | G15 | 1100 | 1 | ER401 | [6 empty] | 1 | ER401
8 | AV451 | PROJECTOR | AUDITORIUM | G16 | SOFFIT | 1 | ER401 |  |  |  |  | 2 | ER401 | 1 | ER401 | [34 empty] | 1x(10A)
9 | AV651 | SHOW RELAY CAMERA | AUDITORIUM | G16 | ON BAR | 1 | ER401 |  |  |  |  | 1 | ER401 | [36 empty] | 1
10 | AV801 | PROJECTION SCREEN | STAGE | G15 | ON BAR | [8 empty] | 1 | ER401 | [33 empty] | 1
11 | AV851 | SHOW RELAY MICROPHONE | AUDITORIUM | G16 | ON ORCH BAR | [11 empty] | 1 | ER401
16 | CR493 | AV CONTROL | CONTROL ROOM |  | 500 | 4 | ER491 |  |  |  |  | 4 | ER491 | 2 | ER491 | 2 | 2 | ER491 | 1 | ER491 | 1 | ER491 |  |  | 1 | ER401 | [22 empty] | 2 | 2
20 | ER401 | EQPT RACK | TECH ROOM | 117 | 0 |  |  | 2 | ER491 | [39 empty] | 2x(20A) | 2x(20A)
21 | ER401 | EQPT RACK (AMP) | TECH ROOM | 117 | 0 | [43 empty] | 2x(20A) | 2x(20A)
22 | ER401 | EQPT RACK | TECH ROOM | 117 | 0 | [43 empty] | 2x(20A) | 3x(20A)
23 | ER491 | EQPT RACK | CONTROL ROOM |  | 0 | 10 | ER401 | 1 | ER401 | [39 empty] | 2x(20A) | 2x(20A)
24 | ER491 | EQPT RACK | CONTROL ROOM |  | 0 | 10 | ER401 | 1 | ER401 | [39 empty] | 2x(20A) | 2x(20A)
175 | BACK OF HOUSE
176 | BS201 | SCREEN | PRINC. DR. RM. 1 G26 |  | 2000 | [6 empty] | 1 | ER401 | 1 | ER401 | [33 empty] | 1
178 | BS203 | SCREEN | MULTI-PURPOSE RM/GREEG32 |  | 2000 | [6 empty] | 1 | ER401 | 1 | ER401 | [33 empty] | 1
180 | BS205 | SCREEN | DR. RM. G39 |  | 2000 | [6 empty] | 1 | ER401 | 1 | ER401 | [33 empty] | 1
182 | BS207 | SCREEN | DR. RM. G29 |  | 2000 | [6 empty] | 1 | ER401 | 1 | ER401 | [33 empty] | 1
184 | BS209 | SCREEN | PRINC. DR. RM. 2 G20 |  | 2000 | [6 empty] | 1 | ER401 | 1 | ER401 | [33 empty] | 1
186 | BS211 | SCREEN | STAGE DOOR G41 |  | 2000 | [6 empty] | 1 | ER401 | 1 | ER401 | [33 empty] | 1
188 | BS213 | SCREEN | LOBBY G44 |  | 2000 | [6 empty] | 1 | ER401 | 1 | ER401 | [33 empty] | 1
189 | BS214 | SCREEN | SCENE DOCK G24 |  | 2500 | [6 empty] | 1 | ER401 | 1 | ER401 | [33 empty] | 1
190 | BS215 | SCREEN | WORKSHOP G35 |  | 2000 | [6 empty] | 1 | ER401 | 1 | ER401 | [33 empty] | 1
194 | BS401 | SCREEN | VENUE MAN. OFFICE 102 |  | 2000 | [6 empty] | 1 | ER401 | 1 | ER401 | [33 empty] | 1
197 | CONFERENCE
198 | CN601 | AV CONTROL | CONFERENCE 1 | 206 | 1100 | 1 | ER601 | [6 empty] | 1 | ER601
201 | CN651 | AV CONTROL | CONFERENCE 2 | 205 | 1100 | 1 | ER601 | [6 empty] | 1 | ER601
216 | CN721A | PROJECTOR | CONFERENCE 1 | 206 | PIPE GRID | 1 | ER601 |  |  |  |  | 1 | ER601 | 1 | ER601 | [34 empty] | 1
217 | CN721B | PROJECTOR | CONFERENCE 1 | 206 | PIPE GRID | 1 | ER601 |  |  |  |  | 1 | ER601 | 1 | ER601 | [34 empty] | 1
218 | CN722 | PROJECTION SCREEN | CONFERENCE 1 | 206 | PIPE GRID | [8 empty] | 1 | ER601 | [33 empty] | 1
219 | CN723 | PROJECTION SCREEN | CONFERENCE 1 | 206 | PIPE GRID | [8 empty] | 1 | ER601 | [33 empty] | 1
220 | CN724 | PROJECTION SCREEN | CONFERENCE 1 | 206 | PIPE GRID | [8 empty] | 1 | ER601 | [33 empty] | 1
233 | CN771A | PROJECTOR | CONFERENCE 2 | 205 | PIPE GRID | 1 | ER601 |  |  |  |  | 1 | ER601 | 1 | ER601 | [34 empty] | 1
234 | CN771B | PROJECTOR | CONFERENCE 2 | 205 | PIPE GRID | 1 | ER601 |  |  |  |  | 1 | ER601 | 1 | ER601 | [34 empty] | 1
235 | CN772 | PROJECTION SCREEN | CONFERENCE 2 | 205 | PIPE GRID | [8 empty] | 1 | ER601 | [33 empty] | 1
236 | CN773 | PROJECTION SCREEN | CONFERENCE 2 | 205 | PIPE GRID | [8 empty] | 1 | ER601 | [33 empty] | 1
237 | CN774 | PROJECTION SCREEN | CONFERENCE 2 | 205 | PIPE GRID | [8 empty] | 1 | ER601 | [33 empty] | 1
239 | ER601 | EQPT RACK | FURNITURE STORE | 209 | 0 | 5 5 | ER401 ER211 | 1 | ER401 | [39 empty] | 2x(20A) | 2x(20A)
240 | ER601 | EQPT RACK | FURNITURE STORE | 209 | 0 | 5 5 | ER401 ER211 | 1 | ER401 | [39 empty] | 2x(20A) | 2x(20A)
241 | BREAK OUT
246 | REHEARSAL
247 | RH601 | AV CONTROL | REHEARSAL | 203 | 1100 | 1 | EN601 | [6 empty] | 1 | EN601
263 | RH731A | PROJECTOR | REHEARSAL | 203 | PIPE GRID | 1 | ER601 |  |  |  |  | 1 | ER601 | 1 | ER601 | [34 empty] | 1
264 | RH731B | PROJECTOR | REHEARSAL | 203 | PIPE GRID | 1 | ER601 |  |  |  |  | 1 | ER601 | 1 | ER601 | [34 empty] | 1
265 | RH732 | PROJECTION SCREEN | REHEARSAL | 203 | PIPE GRID | [8 empty] | 1 | ER601 | [33 empty] | 1
266 | RH733 | PROJECTION SCREEN | REHEARSAL | 203 | PIPE GRID | [8 empty] | 1 | ER601 | [33 empty] | 1
267 | RH734 | PROJECTION SCREEN | REHEARSAL | 203 | PIPE GRID | [8 empty] | 1 | ER601 | [33 empty] | 1
268 | FRONT OF HOUSE
269 | ER211 | EQUIP RACK | CLOAK ROOM | G07 | 0 | 5 | ER401 | 1 | ER401 | [39 empty] | 2x(20A) | 2x(20A)
277 | FY221 | SCREEN | FUNCTION/FOYER | G01 | 2200 | 1 | ER211 |  |  |  |  | 2 | ER211 | [35 empty] | 1
278 | FY222 | SCREEN | FUNCTION/FOYER | G01 | 2200 | 1 | ER211 |  |  |  |  | 2 | ER211 | [35 empty] | 1
282 | FY226 | SCREEN | FUNCTION/FOYER | G01 | 2200 | 1 | ER401 |  |  |  |  | 2 | ER211 | [35 empty] | 1
283 | FY227 | SCREEN | FUNCTION/FOYER | G01 | 2200 | 1 | ER211 |  |  |  |  | 2 | ER211 | [35 empty] | 1
284 | FY228 | SCREEN | FUNCTION/FOYER | G01 | 2200 | 1 | ER211 |  |  |  |  | 2 | ER211 | [35 empty] | 1
285 | FY229 | SCREEN | FUNCTION/FOYER | G01 | 2200 | 1 | ER211 |  |  |  |  | 2 | ER211 | [35 empty] | 1
305 | FY421 | SCREEN | FOYER | 113 | 2200 | 1 | ER401 |  |  |  |  | 2 | ER211 | [35 empty] | 1
306 | FY422 | SCREEN | FOYER | 113 | 2200 | 1 | ER401 |  |  |  |  | 2 | ER211 | [35 empty] | 1
307 | FY423 | SCREEN | FOYER | 113 | CEILING | 1 | ER211 |  |  |  |  | 2 | ER211 | [35 empty] | 1
308 | FY424 | SCREEN | FOYER | 113 | CEILING | 1 | ER211 |  |  |  |  | 2 | ER211 | [35 empty] | 1
311 | FY621 | SCREEN | FOYER | 207 | 2200 | 1 | ER401 |  |  |  |  | 2 | ER601 | [35 empty] | 1
312 | FY622 | SCREEN | FOYER | 207 | 2200 | 1 | ER401 |  |  |  |  | 2 | ER601 | [35 empty] | 1
313 | FY623 | SCREEN | FOYER | 207 | 2200 | 1 | ER601 |  |  |  |  | 2 | ER601 | [35 empty] | 1
314 | FY624 | SCREEN | FOYER | 207 | 2200 | 1 | ER601 |  |  |  |  | 2 | ER601 | [35 empty] | 1

## Racks
Racks
Connectors |  |  | RU Spaces
211 |  |  |  | 2
RJj45 | 133 | 146.3 | 6.0958
XLR | 38 | 41.8 | 4
0M3 - 4pair LC |  | 0 | 1
Equipment |  | 0
Air spaces |  | 0 |  |  | 211
Fans |  | 0 | 1
drawers and storage |  | 3 | 3
401 |  | 0 |  | 3
RJj45 | 447 | 491.7 | 21
XLR | 345 | 379.5 | 31.625
0M3 - 4pair LC |  | 0 | Include in an ethernet switch
Equipment |  | 0 | 19
Air spaces |  | 0 | 12
Fans |  | 0 | 1
drawers and storage |  |  | 9
491 |  | 0 |  | 2
RJj45 | 223 | 245.3 | 10.2208
XLR | 65 | 71.5 | 5.9583
0M3 - 4pair LC |  | 0 | 1
Equipment |  | 0
Air spaces |  | 0 | 10
Fans |  | 0 | 1
drawers and storage |  |  | 3
0
601 |  | 0
RJj45 | 205 | 225.5 | 9.3958
XLR | 27 | 29.7 | 3
0M3 - 4pair LC |  | 0 | 1
Equipment |  | 0
Air spaces |  | 0
Fans |  | 1
drawers and storage

## Heat calcs
[6 empty] | BTU | Total
166 | DIM-A | Stage Lighting Rack mounted power distribution (96way) | 96way cabinet with UCM and 96 x 16A Dim/Switch module |  | 3 | 25181 | 75543 | DIM601
154 | DMX-B | 10-port DMX Splitter | DMX 5-pin rackmount. 1 input, 10 output, 1 through. |  | 2 | 321 | 642 | ER401
221 | AMP-A | 4 Channel Amplifier | 4 x 1000 W RMS @ 8Ω ; Class D; DSP with 4x4 Routing; 4 Analogue, 2x AES/EBU digital, 4ch AVB | Martin Audio IK81-Dante | 1 | 1592 | 1592 | ER401
| AMP-B | 4 Channel Amplifier | 4 x 5000W into 2Ω, 3000W into 4Ω, 1500W into 8Ω, 10000W bridged per channel pair, 4Ω | MA IK42-DANTE | 1 | 1706 | 1706 | ER401
328 | AMP-C | 8 Channel Amplifier | 8 channel, Digital, high power audio amplifier. Power Factor Correction, 2Ω operation, 2RU. 500/ch @ 4Ω, 250W/ch @ 8Ω, 500W 70/100V line DSP & Dante | QSC CX-Q4K8 Network Amplifier | 3 | 2468 | 7404 | ER401
336 | DSP-A | DSP core with 128 x 128 network channels | Q-SYS DSP core 110 with 128x128 network channels 8in/8out plus 8in-or-out analogue channels VOiP/POTS | QSC Q-sys CORE 110f | 1 | 205 | 205 | ER401
25 | SW-B | 24 Port PoE+ 382W Network Switch | 24-Port 10/100/1000, 2 x 10GE copper/SFP+ combo + 2 x 10GE SFP+ with 382W total power budget |  | 2 | 1453.6 | 2907.2
26 | SW-A | 48 Port PoE+ 740W Network Switch | 48-port 10/100/1000, 4 x 10G uplinks (SFP+) 48 PoE ports with 740W total power budget |  | 1 | 1453.6 | 1453.6
35 | DIM-B | Rack Mount Power Distribution | 12ch x 10A Power Distribution rack. Screw terminals on rear panel for power and load connections | LSC APS12/10T | 5 | 409 | 2045
38 | DMX-B | 10-port DMX Splitter | DMX 5-pin rackmount. 1 input, 10 output, 1 through. | LSC MDRX Splitter or approved equivalent | 1 | 300 | 300
39 | ACN-D | Wallmounted 2 - Way DMX input/Output node | Wallmounted 1-input 1 Output Nodes with appropriate backbox and hardware | Pathport C-Series or approved equivalent | 1 | 300 | 300
40 | ACN-B | Portable 2 -Way DMX output Node | Portable 2-output nodes with 48.3mm rigging hardware | Pathport C-Series or approved equivalent | 6 | 300 | 1800
41 | ACN-E | Portable single DMX Output node | Portable 1 Output nodes with 48.3mm rigging hardware | Pathport UNO or approved equivalent | 2 | 300 | 600
69 |  | BYOD Server | 2 channel audio server for WiFi distribution | Listen Technologies LW-100P-02 | 2 | 300 | 600
79 | AMP-C | 8 Channel Amplifier | QSC CX-Q4K8 Network Amplifier | Powersoft 4K4-DSP+Dante | 2 | 1614 | 3228
81 | DSP-A | Q-SYS DSP core 110 with 128x128 network channels 8in/8out plus 8in-or-out analogue channels VOiP/POTS |  | Q-sys CORE 110f | 1 | 205 | 205
85 | DSP-A | Q-SYS DSP core 110 with 128x128 network channels 8in/8out plus 8in-or-out analogue channels VOiP/POTS |  | Q-sys CORE 110f | 1 | 205 | 205
105 | VIO-A | Video Encoder | A/V Encoder, 4K UHD over IP cinema quality ultra-low latency visually lossless switch matrix routable, with built-in video wall functionality; POE | Visionary Solutions E4100 | 4 | 34 | 136

## Floor Boxes
1 |  |  |  |  | DEMARCATION | Supply, Rough-in and Termination: Technical Equipment Contractor | [32 empty] | Supply, Rough-in, Termination: Rigging Infrastructure Contractor | [5 empty] | Supply, Rough-in and Termination: Electrical Contractor
2 |  |  |  |  | SYSTEM | TD (TECHNICAL DATA) |  | MULTIMODE FIBER |  | VTL (VIDEO TIE LINE) CV/RF/SDI/HDSDI |  | DIGITAL MEDIA |  | AV CONTROL DATA |  | AUDIO DIGITAL / ANALOGUE (M) SEND, (F) RETURN |  |  | ETHERNET AUDIO (Dante) |  | TALKBACK |  | PERFORMANCE RELAY INPUT |  | PAGING STATION |  | PAGING VOLUME CONTROL |  | PAGING SPEAKER |  | PERFORMANCE LOUDSPEAKER |  | STAGE LIGHTING CONTROL (DMX) |  | BLUE / WORK LIGHT CONTROL |  | HOIST CONTROL |  | HOUSE CURTAIN CONTROL |  | PENDENT CONTROL (WITH ESTOP) |  | ESTOP - LOCATIONS TO BE FINALIZED AT RISK ASSESSMENT |  | STAGE LIGHTING OUTLETS SINGLE 10A |  | BLUE/WORK LIGHT OUTLETS (B) BLUW + (W) WHITE |  | 10A 'DIRTY' GPO DOUBLE OUTLET (NOTE 6) | 10A AUDIO POWER DOUBLE OUTLET (NOTE 6) | 3 PHASE OUTLET
3 |  |  |  |  | CABLE TYPE | Cat 6A S/FTP R&M R305649 |  | 0M3 - 4pair LC |  | 3G-SDI-HD, RG59 < 60m, RG6 > 60m |  | Cat 6A S/FTP R&M R305649 |  | Cat 6A S/FTP R&M R305649 |  | Belden 1801B/ 1802B/ 1803F /7880A |  |  | Cat 6A S/FTP R&M R305649 |  | Belden 1802B |  | Belden 1802B |  | Cat 6A U/FTP R&M R308247 |  | Cat 6A U/FTP R&M R308247 |  | 18 AWG 0.75mm2 figure 8 |  | 11AWG 4mm2 figure 8 with overall sheath |  | Cat 6A U/FTP R&M R308247 |  | Cat 6A S/FTP R&M R305649 |  | System Dependant |  | System Dependant |  | System Dependant |  | System Dependant |  | Black faceplate - Autoswitched |  | Blue/ White Faceplates |  |  | Green Faceplate | 40A
4 | PANEL ID | DESCRIPTION | LOCATION | ROOM | AFFL (MM) | Quantity of outlets | To/from | Quantity of Outlets | To/from | Quantity of outlets | To/from | Quantity of outlets | To/from | Quantity of outlets | To/from | (M) Send Quantity | (F) Return Quantity | To/from | Quantity of Outlets | To/from | Quantity of outlets | To/From | Quantity of outlets | To/from | Quantity of Outlets | To/from | Quantity of outlets | To/from | Quantity of outlets | To/from | Quantity of outlets | To/from | Quantity of outlets | To/from | Quantity of outlets | To/From | Quantity of outlets | To/from | Quantity of outlets | To/from | Quantity of outlets | To/from | Quantity of outlets | To/from | Quantity of outlets | To/From | Quantity of outlets | Zone | Quantity of outlets | Quantity of outlets | Quantity of outlets
6 | CR251 | CONTROL FLOORBOX | AUDITORIUM | G16 | 0 | 4 | ER491 |  |  |  |  | 4 | ER491 | 2 | ER401 | 16 | 8 | ER491 | 4 | ER491 | 3 | ER491 | [10 empty] | 4 | ER491 | [14 empty] | 3 | 3
9 | FB201 | FLOORBOXES | STAGE | G15 | 0 | 2 | ER401 |  |  |  |  | 2 | ER401 |  |  | 2 | 4 | ER401 | 2 | ER401 | [10 empty] | 1 | ER401 | 1 | ER491 | [10 empty] | 2 | DIM601 |  |  | 1 | 1
10 | FB202 | FLOORBOXES | STAGE | G15 | 0 | 2 | ER401 |  |  |  |  | 2 | ER401 |  |  | 2 | 4 | ER401 | 2 | ER401 | [10 empty] | 1 | ER401 | 1 | ER491 | [10 empty] | 2 | DIM601 |  |  | 1 | 1
11 | FB203 | FLOORBOXES | STAGE | G15 | 0 | 2 | ER401 |  |  |  |  | 2 | ER401 |  |  | 2 | 4 | ER401 | 2 | ER401 | [10 empty] | 1 | ER401 | 1 | ER491 | [10 empty] | 2 | DIM601 |  |  | 1 | 1
12 | FB204 | FLOORBOXES | STAGE | G15 | 0 | 2 | ER401 |  |  |  |  | 2 | ER401 |  |  | 2 | 4 | ER401 | 2 | ER401 | [10 empty] | 1 | ER401 | 1 | ER491 | [10 empty] | 2 | DIM601 |  |  | 1 | 1
13 | FB205 | FLOORBOXES | STAGE | G15 | 0 | 2 | ER401 |  |  |  |  | 2 | ER401 |  |  | 2 | 4 | ER401 | 2 | ER401 | [10 empty] | 1 | ER401 | 1 | ER491 | [10 empty] | 2 | DIM601 |  |  | 1 | 1
14 | FB206 | FLOORBOXES | STAGE | G15 | 0 | 2 | ER401 |  |  |  |  | 2 | ER401 |  |  | 2 | 4 | ER401 | 2 | ER401 | [10 empty] | 1 | ER401 | 1 | ER491 | [10 empty] | 2 | DIM601 |  |  | 1 | 1
15 | FB207 | FLOORBOXES | STAGE | G15 | 0 | 2 | ER401 |  |  |  |  | 2 | ER401 |  |  | 2 | 4 | ER401 | 2 | ER401 | [10 empty] | 1 | ER401 | 1 | ER491 | [10 empty] | 2 | DIM601 |  |  | 1 | 1
18 | FB208 | FLOORBOXES | STAGE | G15 | 0 | 2 | ER401 |  |  |  |  | 2 | ER401 |  |  | 2 | 4 | ER401 | 2 | ER401 | [10 empty] | 1 | ER401 | 1 | ER491 | [10 empty] | 2 | DIM601 |  |  | 1 | 1
19 | FB251 | FLOORBOXES | AUDITORIUM | G16 | 0 | 2 | ER401 |  |  |  |  | 2 | ER401 |  |  | 2 | 4 | ER401 | 2 | ER401 | [10 empty] | 1 | ER401 | 1 | ER491 | [10 empty] | 2 | DIM601 |  |  | 1 | 1
20 | FB252 | FLOORBOXES | AUDITORIUM | G16 | 0 | 2 | ER401 |  |  |  |  | 2 | ER401 |  |  | 2 | 4 | ER401 | 2 | ER401 | [10 empty] | 1 | ER401 | 1 | ER491 | [10 empty] | 2 | DIM601 |  |  | 1 | 1
23 | FB253 | FLOORBOXES | AUDITORIUM | G16 | 0 | 2 | ER401 |  |  |  |  | 2 | ER401 |  |  | 2 | 4 | ER401 | 2 | ER401 | [10 empty] | 1 | ER401 | 1 | ER491 | [10 empty] | 2 | DIM601 |  |  | 1 | 1
24 | FB254 | FLOORBOXES | AUDITORIUM | G16 | 0 | 2 | ER401 |  |  |  |  | 2 | ER401 |  |  | 2 | 4 | ER401 | 2 | ER401 | [10 empty] | 1 | ER401 | 1 | ER491 | [10 empty] | 2 | DIM601 |  |  | 1 | 1
25 | FB255 | FLOORBOXES | AUDITORIUM | G16 | 0 | 2 | ER401 |  |  |  |  | 2 | ER401 |  |  | 2 | 4 | ER401 | 2 | ER401 | [10 empty] | 1 | ER401 | 1 | ER491 | [10 empty] | 2 | DIM601 |  |  | 1 | 1
26 | FB256 | FLOORBOXES | AUDITORIUM | G16 | 0 | 2 | ER401 |  |  |  |  | 2 | ER401 |  |  | 2 | 4 | ER401 | 2 | ER401 | [10 empty] | 1 | ER401 | 1 | ER491 | [10 empty] | 2 | DIM601 |  |  | 1 | 1
27 | FB257 | FLOORBOXES | AUDITORIUM | G16 | 0 | 2 | ER401 |  |  |  |  | 2 | ER401 |  |  | 2 | 4 | ER401 | 2 | ER401 | [10 empty] | 1 | ER401 | 1 | ER491 | [10 empty] | 2 | DIM601 |  |  | 1 | 1
28 | FB258 | FLOORBOXES | AUDITORIUM | G16 | 0 | 2 | ER401 |  |  |  |  | 2 | ER401 |  |  | 2 | 4 | ER401 | 2 | ER401 | [10 empty] | 1 | ER401 | 1 | ER491 | [10 empty] | 2 | DIM601 |  |  | 1 | 1
29 | FB259 | FLOORBOXES | AUDITORIUM | G16 | 0 | 2 | ER401 |  |  |  |  | 2 | ER401 |  |  | 2 | 4 | ER401 | 2 | ER401 | [10 empty] | 1 | ER401 | 1 | ER491 | [10 empty] | 2 | DIM601 |  |  | 1 | 1
30 | FY212 | NOT USED
31 | FY223 | NOT USED
32 | FY224 | NOT USED
33 | FY225 | NOT USED
34 | FY232 | NOT USED
35 | CN612 | TECH PANEL | CONFERENCE 1 | 206 | 0 | 4 | EN601 |  |  |  |  | 4 | EN601 |  |  | 8 | 8 | EN601 | 2 | EN601 | 1 | EN601 | [10 empty] | 2 | EN601 | [10 empty] | 2 | DIM602 |  |  | 2 | 2 | 1
36 | CN661 | TECH PANEL | CONFERENCE 2 | 205 | 0 | 4 | EN601 |  |  |  |  | 4 | EN601 |  |  | 8 | 8 | EN601 | 2 | EN601 | 1 | EN601 | [10 empty] | 2 | EN601 | [10 empty] | 2 | DIM602 |  |  | 2 | 2 | 1
37 | CN662 | TECH PANEL | CONFERENCE 2 | 205 | 0 | 4 | EN601 |  |  |  |  | 4 | EN601 |  |  | 8 | 8 | EN601 | 2 | EN601 | 1 | EN601 | [10 empty] | 2 | EN601 | [10 empty] | 2 | DIM602 |  |  | 2 | 2
38 | FY201 | TECH PANEL | FUNCTION/FOYER | G01 | 0 | 2 | ER401 |  |  |  |  | 2 | ER211 | 1 | ER211 | 2 | 2 | ER211 | 1 | ER211 | [28 empty] | 1 | 1
39 | FY211 | TECH PANEL | FUNCTION/FOYER | G01 | 0 | 2 | ER401 |  |  |  |  | 2 | ER211 | 1 | ER211 | 2 | 4 | ER211 | 2 | ER211 | [28 empty] | 1 | 1 | 1
315 | FY213 | TECH PANEL | FUNCTION/FOYER | G01 | 0 | 2 | ER211 |  |  |  |  | 2 | ER211 | 1 | ER211 | 2 | 4 | ER211 | 2 | ER211 | [28 empty] | 1 | 1 | 1
316 | FY214 | TECH PANEL | FUNCTION/FOYER | G01 | 0 | 2 | ER211 |  |  |  |  | 2 | ER211 | 1 | ER211 | 2 | 4 | ER211 | 2 | ER211 | [28 empty] | 1 | 1
317 | FY401 | TECH PANEL | FOYER | 113 | 0 | 2 | ER401 |  |  |  |  | 2 | ER211 | 1 | ER211 | 2 | 2 | ER211 | 2 | ER211 | [28 empty] | 1 | 1
318 | FY403 | TECH PANEL | FOYER | 113 | 0 | 2 | ER211 |  |  |  |  | 2 | ER211 | 1 | ER211 | 2 | 2 | ER211 | 2 | ER211 | [28 empty] | 1 | 1
319 | RH613 | TECH PANEL | REHEARSAL | 203 | 0 | 4 | EN601 |  |  |  |  | 4 | EN601 |  |  | 8 | 8 | EN601 | 2 | EN601 | 1 | EN601 | [10 empty] | 2 | EN601 | [10 empty] | 2 | DIM602 |  |  | 1 | 1
368
369
370
371
372 |  |  |  | Qty | Cable type | Each Diameter
373 |  |  |  | 6 | Cat 6A | 8.3mm
374 |  |  |  | 1 | 6 Way Audio snake | 6.2mm
375 |  |  |  | 1 | 11AWG 4mm2 figure 8 | 7mm
376
377
378
379
380
381
382
383
384
385
386
387
388
389
390
391
392
393
394
395
396
397
398
399
400
401
402
403
404
405
406
407
408
409
410
411
412
413
414
415
416

## Conduit level 1
1 |  |  |  |  | DEMARCATION | Supply, Rough-in and Termination: Technical Equipment Contractor | [32 empty] | Supply, Rough-in, Termination: Rigging Infrastructure Contractor | [5 empty] | Supply, Rough-in and Termination: Electrical Contractor
2 |  |  |  |  | SYSTEM | TD (TECHNICAL DATA) |  | MULTIMODE FIBER |  | VTL (VIDEO TIE LINE) CV/RF/SDI/HDSDI |  | DIGITAL MEDIA |  | AV CONTROL DATA |  | AUDIO DIGITAL / ANALOGUE (M) SEND, (F) RETURN |  |  | ETHERNET AUDIO (Dante) |  | TALKBACK |  | PERFORMANCE RELAY INPUT |  | PAGING STATION |  | PAGING VOLUME CONTROL |  | PAGING SPEAKER |  | PERFORMANCE LOUDSPEAKER |  | STAGE LIGHTING CONTROL (DMX) |  | BLUE / WORK LIGHT CONTROL |  | HOIST CONTROL |  | HOUSE CURTAIN CONTROL |  | PENDENT CONTROL (WITH ESTOP) |  | ESTOP - LOCATIONS TO BE FINALIZED AT RISK ASSESSMENT |  | STAGE LIGHTING OUTLETS SINGLE 10A |  | BLUE/WORK LIGHT OUTLETS (B) BLUW + (W) WHITE |  | 10A 'DIRTY' GPO DOUBLE OUTLET (NOTE 6) | 10A AUDIO POWER DOUBLE OUTLET (NOTE 6) | 3 PHASE OUTLET
3 |  |  |  |  | CABLE TYPE | Cat 6A S/FTP R&M R305649 |  | 0M3 - 4pair LC |  | 3G-SDI-HD, RG59 < 60m, RG6 > 60m |  | Cat 6A S/FTP R&M R305649 |  | Cat 6A S/FTP R&M R305649 |  | Belden 1801B/ 1802B/ 1803F /7880A |  |  | Cat 6A S/FTP R&M R305649 |  | Belden 1802B |  | Belden 1802B |  | Cat 6A U/FTP R&M R308247 |  | Cat 6A U/FTP R&M R308247 |  | 18 AWG 0.75mm2 figure 8 |  | 11AWG 4mm2 figure 8 with overall sheath |  | Cat 6A U/FTP R&M R308247 |  | Cat 6A S/FTP R&M R305649 |  | System Dependant |  | System Dependant |  | System Dependant |  | System Dependant |  | Black faceplate - Autoswitched |  | Blue/ White Faceplates |  |  | Green Faceplate | 40A
4 | PANEL ID | DESCRIPTION | LOCATION | ROOM | AFFL (MM) | Quantity of outlets | To/from | Quantity of Outlets | To/from | Quantity of outlets | To/from | Quantity of outlets | To/from | Quantity of outlets | To/from | (M) Send Quantity | (F) Return Quantity | To/from | Quantity of Outlets | To/from | Quantity of outlets | To/From | Quantity of outlets | To/from | Quantity of Outlets | To/from | Quantity of outlets | To/from | Quantity of outlets | To/from | Quantity of outlets | To/from | Quantity of outlets | To/from | Quantity of outlets | To/From | Quantity of outlets | To/from | Quantity of outlets | To/from | Quantity of outlets | To/from | Quantity of outlets | To/from | Quantity of outlets | To/From | Quantity of outlets | Zone | Quantity of outlets | Quantity of outlets | Quantity of outlets
5 | CR251 | CONTROL FLOORBOX | AUDITORIUM | G16 | 0 | 4 | ER491 |  |  |  |  | 4 | ER491 | 2 | ER401 | 16 | 8 | ER491 | 4 | ER491 | 3 | ER491 | [10 empty] | 4 | ER491 | [14 empty] | 3 | 3
6 | ER401 | EQPT RACK | TECH ROOM | 117 | 0 |  |  | 2 | ER491 | [39 empty] | 2x(20A) | 2x(20A)
7 | ER401 | EQPT RACK (AMP) | TECH ROOM | 117 | 0 | [43 empty] | 2x(20A) | 2x(20A)
8 | ER401 | EQPT RACK | TECH ROOM | 117 | 0 | [43 empty] | 2x(20A) | 3x(20A)
9 | ER491 | EQPT RACK | CONTROL ROOM |  | 0 | 10 | ER401 | 1 | ER401 | [39 empty] | 2x(20A) | 2x(20A)
10 | ER491 | EQPT RACK | CONTROL ROOM |  | 0 | 10 | ER401 | 1 | ER401 | [39 empty] | 2x(20A) | 2x(20A)
11 | FB201 | FLOORBOXES | STAGE | G15 | 0 | 2 | ER401 |  |  |  |  | 2 | ER401 |  |  | 2 | 4 | ER401 | 2 | ER401 | [10 empty] | 1 | ER401 | 1 | ER491 | [10 empty] | 2 | DIM601 |  |  | 1 | 1
12 | FB202 | FLOORBOXES | STAGE | G15 | 0 | 2 | ER401 |  |  |  |  | 2 | ER401 |  |  | 2 | 4 | ER401 | 2 | ER401 | [10 empty] | 1 | ER401 | 1 | ER491 | [10 empty] | 2 | DIM601 |  |  | 1 | 1
13 | FB203 | FLOORBOXES | STAGE | G15 | 0 | 2 | ER401 |  |  |  |  | 2 | ER401 |  |  | 2 | 4 | ER401 | 2 | ER401 | [10 empty] | 1 | ER401 | 1 | ER491 | [10 empty] | 2 | DIM601 |  |  | 1 | 1
14 | FB204 | FLOORBOXES | STAGE | G15 | 0 | 2 | ER401 |  |  |  |  | 2 | ER401 |  |  | 2 | 4 | ER401 | 2 | ER401 | [10 empty] | 1 | ER401 | 1 | ER491 | [10 empty] | 2 | DIM601 |  |  | 1 | 1
15 | FB205 | FLOORBOXES | STAGE | G15 | 0 | 2 | ER401 |  |  |  |  | 2 | ER401 |  |  | 2 | 4 | ER401 | 2 | ER401 | [10 empty] | 1 | ER401 | 1 | ER491 | [10 empty] | 2 | DIM601 |  |  | 1 | 1
16 | FB206 | FLOORBOXES | STAGE | G15 | 0 | 2 | ER401 |  |  |  |  | 2 | ER401 |  |  | 2 | 4 | ER401 | 2 | ER401 | [10 empty] | 1 | ER401 | 1 | ER491 | [10 empty] | 2 | DIM601 |  |  | 1 | 1
17 | FB207 | FLOORBOXES | STAGE | G15 | 0 | 2 | ER401 |  |  |  |  | 2 | ER401 |  |  | 2 | 4 | ER401 | 2 | ER401 | [10 empty] | 1 | ER401 | 1 | ER491 | [10 empty] | 2 | DIM601 |  |  | 1 | 1
18 | FB208 | FLOORBOXES | STAGE | G15 | 0 | 2 | ER401 |  |  |  |  | 2 | ER401 |  |  | 2 | 4 | ER401 | 2 | ER401 | [10 empty] | 1 | ER401 | 1 | ER491 | [10 empty] | 2 | DIM601 |  |  | 1 | 1
19 | FB251 | FLOORBOXES | AUDITORIUM | G16 | 0 | 2 | ER401 |  |  |  |  | 2 | ER401 |  |  | 2 | 4 | ER401 | 2 | ER401 | [10 empty] | 1 | ER401 | 1 | ER491 | [10 empty] | 2 | DIM601 |  |  | 1 | 1
20 | FB252 | FLOORBOXES | AUDITORIUM | G16 | 0 | 2 | ER401 |  |  |  |  | 2 | ER401 |  |  | 2 | 4 | ER401 | 2 | ER401 | [10 empty] | 1 | ER401 | 1 | ER491 | [10 empty] | 2 | DIM601 |  |  | 1 | 1
21 | FB253 | FLOORBOXES | AUDITORIUM | G16 | 0 | 2 | ER401 |  |  |  |  | 2 | ER401 |  |  | 2 | 4 | ER401 | 2 | ER401 | [10 empty] | 1 | ER401 | 1 | ER491 | [10 empty] | 2 | DIM601 |  |  | 1 | 1
22 | FB254 | FLOORBOXES | AUDITORIUM | G16 | 0 | 2 | ER401 |  |  |  |  | 2 | ER401 |  |  | 2 | 4 | ER401 | 2 | ER401 | [10 empty] | 1 | ER401 | 1 | ER491 | [10 empty] | 2 | DIM601 |  |  | 1 | 1
23 | FB255 | FLOORBOXES | AUDITORIUM | G16 | 0 | 2 | ER401 |  |  |  |  | 2 | ER401 |  |  | 2 | 4 | ER401 | 2 | ER401 | [10 empty] | 1 | ER401 | 1 | ER491 | [10 empty] | 2 | DIM601 |  |  | 1 | 1
24 | FB256 | FLOORBOXES | AUDITORIUM | G16 | 0 | 2 | ER401 |  |  |  |  | 2 | ER401 |  |  | 2 | 4 | ER401 | 2 | ER401 | [10 empty] | 1 | ER401 | 1 | ER491 | [10 empty] | 2 | DIM601 |  |  | 1 | 1
25 | FB257 | FLOORBOXES | AUDITORIUM | G16 | 0 | 2 | ER401 |  |  |  |  | 2 | ER401 |  |  | 2 | 4 | ER401 | 2 | ER401 | [10 empty] | 1 | ER401 | 1 | ER491 | [10 empty] | 2 | DIM601 |  |  | 1 | 1
26 | FB258 | FLOORBOXES | AUDITORIUM | G16 | 0 | 2 | ER401 |  |  |  |  | 2 | ER401 |  |  | 2 | 4 | ER401 | 2 | ER401 | [10 empty] | 1 | ER401 | 1 | ER491 | [10 empty] | 2 | DIM601 |  |  | 1 | 1
27 | FB259 | FLOORBOXES | AUDITORIUM | G16 | 0 | 2 | ER401 |  |  |  |  | 2 | ER401 |  |  | 2 | 4 | ER401 | 2 | ER401 | [10 empty] | 1 | ER401 | 1 | ER491 | [10 empty] | 2 | DIM601 |  |  | 1 | 1
28 | CN612 | TECH PANEL | CONFERENCE 1 | 206 | 0 | 4 | EN601 |  |  |  |  | 4 | EN601 |  |  | 8 | 8 | EN601 | 2 | EN601 | 1 | EN601 | [10 empty] | 2 | EN601 | [10 empty] | 2 | DIM602 |  |  | 2 | 2 | 1
29 | CN661 | TECH PANEL | CONFERENCE 2 | 205 | 0 | 4 | EN601 |  |  |  |  | 4 | EN601 |  |  | 8 | 8 | EN601 | 2 | EN601 | 1 | EN601 | [10 empty] | 2 | EN601 | [10 empty] | 2 | DIM602 |  |  | 2 | 2 | 1
30 | CN662 | TECH PANEL | CONFERENCE 2 | 205 | 0 | 4 | EN601 |  |  |  |  | 4 | EN601 |  |  | 8 | 8 | EN601 | 2 | EN601 | 1 | EN601 | [10 empty] | 2 | EN601 | [10 empty] | 2 | DIM602 |  |  | 2 | 2
31 | ER601 | EQPT RACK | FURNITURE STORE | 209 | 0 | 5 5 | ER401 ER211 | 1 | ER401 | [39 empty] | 2x(20A) | 2x(20A)
32 | ER601 | EQPT RACK | FURNITURE STORE | 209 | 0 | 5 5 | ER401 ER211 | 1 | ER401 | [39 empty] | 2x(20A) | 2x(20A)
33 | RH613 | TECH PANEL | REHEARSAL | 203 | 0 | 4 | EN601 |  |  |  |  | 4 | EN601 |  |  | 8 | 8 | EN601 | 2 | EN601 | 1 | EN601 | [10 empty] | 2 | EN601 | [10 empty] | 2 | DIM602 |  |  | 1 | 1
34 | ER211 | EQUIP RACK | CLOAK ROOM | G07 | 0 | 5 | ER401 | 1 | ER401 | [39 empty] | 2x(20A) | 2x(20A)
35 | ER211 | EQUIP RACK | CLOAK ROOM | G07 | 0 | 5 | ER401 | 1 | ER401 | [39 empty] | 2x(20A) | 2x(20A)
36 | FY201 | TECH PANEL | FUNCTION/FOYER | G01 | 0 | 2 | ER401 |  |  |  |  | 2 | ER211 | 1 | ER211 | 2 | 2 | ER211 | 1 | ER211 | [28 empty] | 1 | 1
37 | FY211 | TECH PANEL | FUNCTION/FOYER | G01 | 0 | 2 | ER401 |  |  |  |  | 2 | ER211 | 1 | ER211 | 2 | 4 | ER211 | 2 | ER211 | [28 empty] | 1 | 1 | 1
38 | FY213 | TECH PANEL | FUNCTION/FOYER | G01 | 0 | 2 | ER211 |  |  |  |  | 2 | ER211 | 1 | ER211 | 2 | 4 | ER211 | 2 | ER211 | [28 empty] | 1 | 1 | 1
39 | FY214 | TECH PANEL | FUNCTION/FOYER | G01 | 0 | 2 | ER211 |  |  |  |  | 2 | ER211 | 1 | ER211 | 2 | 4 | ER211 | 2 | ER211 | [28 empty] | 1 | 1
40 | FY401 | TECH PANEL | FOYER | 113 | 0 | 2 | ER401 |  |  |  |  | 2 | ER211 | 1 | ER211 | 2 | 2 | ER211 | 2 | ER211 | [28 empty] | 1 | 1
41 | FY403 | TECH PANEL | FOYER | 113 | 0 | 2 | ER402 |  |  |  |  | 2 | ER211 | 1 | ER211 | 2 | 2 | ER211 | 2 | ER211 | [28 empty] | 1 | 1
42 | FS651 | FOLLOW SPOT | LEVEL 2 BALCONY |  | 150 | 1 | ER403 | [13 empty] | 1 | ER491 | [10 empty] | 1 | ER491 | [15 empty] | 1x(20A)
43 | FS652 | FOLLOW SPOT | LEVEL 2 BALCONY |  | 150 | 1 | ER404 | [13 empty] | 1 | ER491 | [10 empty] | 1 | ER491 | [15 empty] | 1x(20A)
403
Calculate Conduit Size for Wires / Cables
| Sr.No | Location (From-To) | No of Cable | Outer Dia of Cable (mm) | Total Area (Sq.mm) | Remarks
| 1 | CONTROL FLOORBOX FB201-259 TO ER401 | 6 | 8.3 | 324.6365 | CAT6A
| 2 | CONTROL FLOORBOX FB201-259 TO ER401 | 1 | 11.2 | 98.5203 | Single cable of 6Pair + screen + drain wires Min. Bend Radius (install) 170mm
| 3 | CONTROL FLOORBOX FB201-259 TO ER401 | 1 | 9 | 63.6173 | 11AWG 4mm2 figure 8 with overall sheath
|  |  | 8 |  | 486.7741
Item below in floorboxes, not in our scope
| 4.1 | CONTROL FLOORBOX FB201-259 TO DB2 | 1 |  |  | TPS for 10A 'DIRTY' GPO DOUBLE OUTLET not included in calculation.
| 4.2 | CONTROL FLOORBOX FB201-259 TO DB2 | 1 |  |  | TPS for 10A AUDIO POWER DOUBLE OUTLET not included in calculation.
| 5.1 | CONTROL FLOORBOX FB201-259 TO DIM601 | 2 |  |  | TPS for STAGE LIGHTING OUTLETS SINGLE 10A not included in calculation.
| Calculations: |  |  |  | Notes;
| Select Size of Conduit (For Cable /Wires): |  | 32 | mm
| No of Cables: |  | 8 | No
| Maximum Cable Diameter: |  | 11.2 | mm
| Total Area of Cables: |  | 486.7741 | Sq.mm
| Total Area of Selected Conduit: |  | 803.84 | Sq.mm
| % Fill Up of Conduit due to cable: |  | 40%
| Fill Up Area of Conduit : |  | 321.536 | Sq.mm
Result:
| Required No of Conduit: |  | 2 | Nos
| Required Size of Conduit: |  | 32 | mm
Calculate Conduit Size for Wires / Cables
| Sr.No | Location (From-To) | No of Cable | Outer Dia of Cable (mm) | Total Area (Sq.mm) | Remarks
| 1 | CONTROL FLOORBOX FB201-259 TO ER491 | 1 | 8.3 | 54.1061 | CAT6A
|  |  | 1 |  | 54.1061
| Calculations: |  |  |  | Notes;
| Select Size of Conduit (For Cable /Wires): |  | 32 | mm | These can be run daisy chained between boxes for two floor boxes only. To a maximum of 5 CAT6A per 32mm conduit.
| No of Cables: |  | 1 | No
| Maximum Cable Diameter: |  | 8.3 | mm
| Total Area of Cables: |  | 54.1061 | Sq.mm
| Total Area of Selected Conduit: |  | 803.84 | Sq.mm
| % Fill Up of Conduit due to cable: |  | 53%
| Fill Up Area of Conduit : |  | 426.0352 | Sq.mm
Result:
| Required No of Conduit: |  | 1 | Nos
| Required Size of Conduit: |  | 32 | mm
404
Calculate Conduit Size for Wires / Cables
| Sr.No | Location (From-To) | No of Cable | Outer Dia of Cable (mm) | Total Area (Sq.mm) | Remarks
| 1 | CONTROL FLOORBOX CR251 TO ER491 | 16 | 8.3 | 865.6973 | CAT6A
| 2 | CONTROL FLOORBOX CR251 TO ER491 | 1 | 9 | 63.6173 | Single cable of 8Pair + screen + drain wires Min. Bend Radius (install) 170mm
| 3 | CONTROL FLOORBOX CR251 TO ER491 | 1 | 17 | 226.9801 | Single cable of 16Pair + screen + drain wires Min. Bend Radius (install) 170mm
| 4 | CONTROL FLOORBOX CR251 TO ER491 | 1 | 5 | 19.635 | Single cable of 4Pair + screen + drain wires Min. Bend Radius (install) 170mm
|  | Total | 19 |  | 1175.9295
Item below in floorboxes, not in our scope
| 5.1 | CONTROL FLOORBOX CR251 TO DB2 | 3 |  |  | TPS for 10A 'DIRTY' GPO DOUBLE OUTLET not included in calculation.
| 5.2 | CONTROL FLOORBOX CR251 TO DB2 | 3 |  |  | TPS for 10A AUDIO POWER DOUBLE OUTLET not included in calculation.
| Calculations: |  |  |  | Notes;
| Select Size of Conduit (For Cable /Wires): |  | 32 | mm
| No of Cables: |  | 19 | No
| Maximum Cable Diameter: |  | 17 | mm
| Total Area of Cables: |  | 1175.9295 | Sq.mm
| Total Area of Selected Conduit: |  | 803.84 | Sq.mm
| % Fill Up of Conduit due to cable: |  | 40%
| Fill Up Area of Conduit : |  | 321.536 | Sq.mm
Result:
| Required No of Conduit: |  | 4 | Nos
| Required Size of Conduit: |  | 32 | mm
Calculate Conduit Size for Wires / Cables
| 1 | CONTROL FLOORBOX CR251 TO ER401 | 2 | 8.3 | 108.2122 | CAT6A
|  | Total | 2 |  | 108.2122
| Calculations: |  |  |  | Notes;
| Select Size of Conduit (For Cable /Wires): |  | 32 | mm
| No of Cables: |  | 2 | No
| Maximum Cable Diameter: |  | 8.3 | mm
| Total Area of Cables: |  | 108.2122 | Sq.mm
| Total Area of Selected Conduit: |  | 803.84 | Sq.mm
| % Fill Up of Conduit due to cable: |  | 31%
| Fill Up Area of Conduit : |  | 249.1904 | Sq.mm
Result:
| Required No of Conduit: |  | 1 | Nos
| Required Size of Conduit: |  | 32 | mm
Calculate Conduit Size for Wires / Cables
| Sr.No | Location (From-To) | No of Cable | Outer Dia of Cable (mm) | Total Area (Sq.mm) | Remarks
|  | FY213 to ER211 | 7 | 8.3 | 378.7426
|  |  | 1 | 12 | 113.0973
0
|  |  | 8 |  | 491.8399
| Calculations: |  |  |  | Notes;
| Select Size of Conduit (For Cable /Wires): |  | 32 | mm
| No of Cables: |  | 8 | No
| Maximum Cable Diameter: |  | 12 | mm
| Total Area of Cables: |  | 491.8399 | Sq.mm
| Total Area of Selected Conduit: |  | 803.84 | Sq.mm
| % Fill Up of Conduit due to cable: |  | 40%
| Fill Up Area of Conduit : |  | 321.536 | Sq.mm
Result:
| Required No of Conduit: |  | 2 | Nos
| Required Size of Conduit: |  | 32 | mm
Test
Calculate Conduit Size for Wires / Cables
| Sr.No | Location (From-To) | No of Cable | Outer Dia of Cable (mm) | Total Area (Sq.mm) | Remarks
|  |  | 67 | 9.6 | 4849.6137
0
0
|  |  | 67 |  | 4849.6137
| Calculations: |  |  |  | Notes;
| Select Size of Conduit (For Cable /Wires): |  | 70 | mm
| No of Cables: |  | 67 | No
| Maximum Cable Diameter: |  | 9.6 | mm
| Total Area of Cables: |  | 4849.6137 | Sq.mm
| Total Area of Selected Conduit: |  | 3846.5 | Sq.mm
| % Fill Up of Conduit due to cable: |  | 40%
| Fill Up Area of Conduit : |  | 1538.6 | Sq.mm
Result:
| Required No of Conduit: |  | 4 | Nos
| Required Size of Conduit: |  | 70 | mm

## in floor cabeling
1 |  |  |  |  | DEMARCATION | Supply, Rough-in and Termination: Technical Equipment Contractor
2 |  |  |  |  | SYSTEM | TD (TECHNICAL DATA) |  | MULTIMODE FIBER |  | VTL (VIDEO TIE LINE) CV/RF/SDI/HDSDI |  | DIGITAL MEDIA |  | AV CONTROL DATA |  | AUDIO DIGITAL / ANALOGUE (M) SEND, (F) RETURN |  |  | ETHERNET AUDIO (Dante) |  | TALKBACK |  | PERFORMANCE RELAY INPUT |  | PAGING STATION |  | PAGING VOLUME CONTROL |  | PAGING SPEAKER |  | PERFORMANCE LOUDSPEAKER |  | STAGE LIGHTING CONTROL (DMX)
3 |  |  |  |  | CABLE TYPE | Cat 6A S/FTP R&M R305649 |  | 0M3 - 4pair LC |  | 3G-SDI-HD, RG59 < 60m, RG6 > 60m |  | Cat 6A S/FTP R&M R305649 |  | Cat 6A S/FTP R&M R305649 |  | Belden 1801B/ 1802B/ 1803F /7880A |  |  | Cat 6A S/FTP R&M R305649 |  | Belden 1802B |  | Belden 1802B |  | Cat 6A U/FTP R&M R308247 |  | Cat 6A U/FTP R&M R308247 |  | 18 AWG 0.75mm2 figure 8 |  | 11AWG 4mm2 figure 8 with overall sheath |  | Cat 6A U/FTP R&M R308247
4 | PANEL ID | DESCRIPTION | LOCATION | ROOM | AFFL (MM) | Quantity of outlets | To/from | Quantity of Outlets | To/from | Quantity of outlets | To/from | Quantity of outlets | To/from | Quantity of outlets | To/from | (M) Send Quantity | (F) Return Quantity | To/from | Quantity of Outlets | To/from | Quantity of outlets | To/From | Quantity of outlets | To/from | Quantity of Outlets | To/from | Quantity of outlets | To/from | Quantity of outlets | To/from | Quantity of outlets | To/from | Quantity of outlets | To/from
5 | CR251 | CONTROL FLOORBOX | AUDITORIUM | G16 | 0 | 4 | ER491 |  |  |  |  | 4 | ER491 | 2 | ER401 | 16 | 8 | ER491 | 4 | ER491 | 3 | ER491 | [10 empty] | 4 | ER491
11 | FB201 | FLOORBOXES | STAGE | G15 | 0 | 2 | ER401 |  |  |  |  | 2 | ER401 |  |  | 2 | 4 | ER401 | 2 | ER401 | [10 empty] | 1 | ER401 | 1 | ER491
12 | FB202 | FLOORBOXES | STAGE | G15 | 0 | 2 | ER401 |  |  |  |  | 2 | ER401 |  |  | 2 | 4 | ER401 | 2 | ER401 | [10 empty] | 1 | ER401 | 1 | ER491
13 | FB203 | FLOORBOXES | STAGE | G15 | 0 | 2 | ER401 |  |  |  |  | 2 | ER401 |  |  | 2 | 4 | ER401 | 2 | ER401 | [10 empty] | 1 | ER401 | 1 | ER491
14 | FB204 | FLOORBOXES | STAGE | G15 | 0 | 2 | ER401 |  |  |  |  | 2 | ER401 |  |  | 2 | 4 | ER401 | 2 | ER401 | [10 empty] | 1 | ER401 | 1 | ER491
15 | FB205 | FLOORBOXES | STAGE | G15 | 0 | 2 | ER401 |  |  |  |  | 2 | ER401 |  |  | 2 | 4 | ER401 | 2 | ER401 | [10 empty] | 1 | ER401 | 1 | ER491
16 | FB206 | FLOORBOXES | STAGE | G15 | 0 | 2 | ER401 |  |  |  |  | 2 | ER401 |  |  | 2 | 4 | ER401 | 2 | ER401 | [10 empty] | 1 | ER401 | 1 | ER491
17 | FB207 | FLOORBOXES | STAGE | G15 | 0 | 2 | ER401 |  |  |  |  | 2 | ER401 |  |  | 2 | 4 | ER401 | 2 | ER401 | [10 empty] | 1 | ER401 | 1 | ER491
18 | FB208 | FLOORBOXES | STAGE | G15 | 0 | 2 | ER401 |  |  |  |  | 2 | ER401 |  |  | 2 | 4 | ER401 | 2 | ER401 | [10 empty] | 1 | ER401 | 1 | ER491
19 | FB251 | FLOORBOXES | AUDITORIUM | G16 | 0 | 2 | ER401 |  |  |  |  | 2 | ER401 |  |  | 2 | 4 | ER401 | 2 | ER401 | [10 empty] | 1 | ER401 | 1 | ER491
20 | FB252 | FLOORBOXES | AUDITORIUM | G16 | 0 | 2 | ER401 |  |  |  |  | 2 | ER401 |  |  | 2 | 4 | ER401 | 2 | ER401 | [10 empty] | 1 | ER401 | 1 | ER491
21 | FB253 | FLOORBOXES | AUDITORIUM | G16 | 0 | 2 | ER401 |  |  |  |  | 2 | ER401 |  |  | 2 | 4 | ER401 | 2 | ER401 | [10 empty] | 1 | ER401 | 1 | ER491
22 | FB254 | FLOORBOXES | AUDITORIUM | G16 | 0 | 2 | ER401 |  |  |  |  | 2 | ER401 |  |  | 2 | 4 | ER401 | 2 | ER401 | [10 empty] | 1 | ER401 | 1 | ER491
23 | FB255 | FLOORBOXES | AUDITORIUM | G16 | 0 | 2 | ER401 |  |  |  |  | 2 | ER401 |  |  | 2 | 4 | ER401 | 2 | ER401 | [10 empty] | 1 | ER401 | 1 | ER491
24 | FB256 | FLOORBOXES | AUDITORIUM | G16 | 0 | 2 | ER401 |  |  |  |  | 2 | ER401 |  |  | 2 | 4 | ER401 | 2 | ER401 | [10 empty] | 1 | ER401 | 1 | ER491
25 | FB257 | FLOORBOXES | AUDITORIUM | G16 | 0 | 2 | ER401 |  |  |  |  | 2 | ER401 |  |  | 2 | 4 | ER401 | 2 | ER401 | [10 empty] | 1 | ER401 | 1 | ER491
26 | FB258 | FLOORBOXES | AUDITORIUM | G16 | 0 | 2 | ER401 |  |  |  |  | 2 | ER401 |  |  | 2 | 4 | ER401 | 2 | ER401 | [10 empty] | 1 | ER401 | 1 | ER491
27 | FB259 | FLOORBOXES | AUDITORIUM | G16 | 0 | 2 | ER401 |  |  |  |  | 2 | ER401 |  |  | 2 | 4 | ER401 | 2 | ER401 | [10 empty] | 1 | ER401 | 1 | ER491
28 | CN612 | TECH PANEL | CONFERENCE 1 | 206 | 0 | 4 | EN601 |  |  |  |  | 4 | EN601 |  |  | 8 | 8 | EN601 | 2 | EN601 | 1 | EN601 | [10 empty] | 2 | EN601
29 | CN661 | TECH PANEL | CONFERENCE 2 | 205 | 0 | 4 | EN601 |  |  |  |  | 4 | EN601 |  |  | 8 | 8 | EN601 | 2 | EN601 | 1 | EN601 | [10 empty] | 2 | EN601
30 | CN662 | TECH PANEL | CONFERENCE 2 | 205 | 0 | 4 | EN601 |  |  |  |  | 4 | EN601 |  |  | 8 | 8 | EN601 | 2 | EN601 | 1 | EN601 | [10 empty] | 2 | EN601
31 | ER601 | EQPT RACK | FURNITURE STORE | 209 | 0 | 5 5 | ER401 ER211 | 1 | ER401
32 | ER601 | EQPT RACK | FURNITURE STORE | 209 | 0 | 5 5 | ER401 ER211 | 1 | ER401
33 | RH613 | TECH PANEL | REHEARSAL | 203 | 0 | 4 | EN601 |  |  |  |  | 4 | EN601 |  |  | 8 | 8 | EN601 | 2 | EN601 | 1 | EN601 | [10 empty] | 2 | EN601
34 | ER211 | EQUIP RACK | CLOAK ROOM | G07 | 0 | 5 | ER401 | 1 | ER401
35 | ER211 | EQUIP RACK | CLOAK ROOM | G07 | 0 | 5 | ER401 | 1 | ER401
36 | FY201 | TECH PANEL | FUNCTION/FOYER | G01 | 0 | 2 | ER401 |  |  |  |  | 2 | ER211 | 1 | ER211 | 2 | 2 | ER211 | 1 | ER211
37 | FY211 | TECH PANEL | FUNCTION/FOYER | G01 | 0 | 2 | ER401 |  |  |  |  | 2 | ER211 | 1 | ER211 | 2 | 4 | ER211 | 2 | ER211
38 | FY213 | TECH PANEL | FUNCTION/FOYER | G01 | 0 | 2 | ER211 |  |  |  |  | 2 | ER211 | 1 | ER211 | 2 | 4 | ER211 | 2 | ER211
39 | FY214 | TECH PANEL | FUNCTION/FOYER | G01 | 0 | 2 | ER211 |  |  |  |  | 2 | ER211 | 1 | ER211 | 2 | 4 | ER211 | 2 | ER211
40 | FY401 | TECH PANEL | FOYER | 113 | 0 | 2 | ER401 |  |  |  |  | 2 | ER211 | 1 | ER211 | 2 | 2 | ER211 | 2 | ER211
41 | FY403 | TECH PANEL | FOYER | 113 | 0 | 2 | ER402 |  |  |  |  | 2 | ER211 | 1 | ER211 | 2 | 2 | ER211 | 2 | ER211
403

## Floor penetrations ER601
1 |  | 440 Cables going to ER601 |  |  | DEMARCATION | Supply, Rough-in and Termination: Technical Equipment Contractor
2 |  |  |  |  | SYSTEM | TD (TECHNICAL DATA) |  | MULTIMODE FIBER |  | VTL (VIDEO TIE LINE) CV/RF/SDI/HDSDI |  | DIGITAL MEDIA |  | AV CONTROL DATA |  | AUDIO DIGITAL / ANALOGUE (M) SEND, (F) RETURN |  |  | ETHERNET AUDIO (Dante) |  | TALKBACK |  | PERFORMANCE RELAY INPUT |  | PAGING STATION |  | PAGING VOLUME CONTROL |  | PAGING SPEAKER |  | PERFORMANCE LOUDSPEAKER |  | STAGE LIGHTING CONTROL (DMX) |  | BLUE / WORK LIGHT CONTROL |  | HOIST CONTROL
3 |  |  |  |  | CABLE TYPE | Cat 6A S/FTP R&M R305649 |  | 0M3 - 4pair LC |  | 3G-SDI-HD, RG59 < 60m, RG6 > 60m |  | Cat 6A S/FTP R&M R305649 |  | Cat 6A S/FTP R&M R305649 |  | Belden 1801B/ 1802B/ 1803F /7880A |  |  | Cat 6A S/FTP R&M R305649 |  | Belden 1802B |  | Belden 1802B |  | Cat 6A U/FTP R&M R308247 |  | Cat 6A U/FTP R&M R308247 |  | 18 AWG 0.75mm2 figure 8 |  | 11AWG 4mm2 figure 8 with overall sheath |  | Cat 6A U/FTP R&M R308247 |  | Cat 6A S/FTP R&M R305649 |  | System Dependant
4 | PANEL ID | DESCRIPTION | LOCATION | ROOM | AFFL (MM) | Quantity of outlets | To/from | Quantity of Outlets | To/from | Quantity of outlets | To/from | Quantity of outlets | To/from | Quantity of outlets | To/from | (M) Send Quantity | (F) Return Quantity | To/from | Quantity of Outlets | To/from | Quantity of outlets | To/From | Quantity of outlets | To/from | Quantity of Outlets | To/from | Quantity of outlets | To/from | Quantity of outlets | To/from | Quantity of outlets | To/from | Quantity of outlets | To/from | Quantity of outlets | To/From | Quantity of outlets | To/from
197 | CONFERENCE
198 | CN601 | AV CONTROL | CONFERENCE 1 | 206 | 1100 | 1 | ER601 | [6 empty] | 1 | ER601
199 | CN611 | TECH PANEL | CONFERENCE 1 | 206 | 300 | 4 | EN601 |  |  |  |  | 4 | EN601 |  |  | 8 | 8 | EN601 | 2 | EN601 | 1 | EN601 | [10 empty] | 2 | EN601
200 | CN612 | TECH PANEL | CONFERENCE 1 | 206 | 0 | 4 | EN601 |  |  |  |  | 4 | EN601 |  |  | 8 | 8 | EN601 | 2 | EN601 | 1 | EN601 | [10 empty] | 2 | EN601
201 | CN651 | AV CONTROL | CONFERENCE 2 | 205 | 1100 | 1 | ER601 | [6 empty] | 1 | ER601
202 | CN661 | TECH PANEL | CONFERENCE 2 | 205 | 0 | 4 | EN601 |  |  |  |  | 4 | EN601 |  |  | 8 | 8 | EN601 | 2 | EN601 | 1 | EN601 | [10 empty] | 2 | EN601
203 | CN662 | TECH PANEL | CONFERENCE 2 | 205 | 0 | 4 | EN601 |  |  |  |  | 4 | EN601 |  |  | 8 | 8 | EN601 | 2 | EN601 | 1 | EN601 | [10 empty] | 2 | EN601
204 | CN701 | LIGHTING | CONFERENCE 1 | 206 | PIPE GRID | 1 | ER601 | [25 empty] | 2 | ER601
205 | CN702 | LIGHTING | CONFERENCE 1 | 206 | PIPE GRID | 1 | ER601 | [25 empty] | 2 | ER601
206 | CN703 | LIGHTING | CONFERENCE 1 | 206 | PIPE GRID | 1 | ER601 | [25 empty] | 2 | ER601
207 | CN704 | LIGHTING | CONFERENCE 1 | 206 | PIPE GRID | 1 | ER601 | [25 empty] | 2 | ER601
208 | CN705 | LIGHTING | CONFERENCE 1 | 206 | PIPE GRID | 1 | ER601 | [25 empty] | 2 | ER601
209 | CN706 | LIGHTING | CONFERENCE 1 | 206 | PIPE GRID | 1 | ER601 | [25 empty] | 2 | ER601
210 | CN707 | LIGHTING | CONFERENCE 1 | 206 | PIPE GRID | 1 | ER601 | [25 empty] | 2 | ER601
211 | CN708 | LIGHTING | CONFERENCE 1 | 206 | PIPE GRID | 1 | ER601 | [9 empty] | 1 | ER601 | 1 | ER601 | [12 empty] | 2 | ER601
212 | CN711 | SPEAKER POINT | CONFERENCE 1 | 206 | PIPE GRID | 1 | ER601 |  |  |  |  | 1 | ER601 |  |  |  | 1 | ER601 | 1 | ER601
213 | CN712 | SPEAKER POINT | CONFERENCE 1 | 206 | PIPE GRID | 1 | ER601 |  |  |  |  | 1 | ER601 |  |  |  | 1 | ER601 | 1 | ER601
214 | CN713 | SPEAKER POINT | CONFERENCE 1 | 206 | PIPE GRID | 1 | ER601 |  |  |  |  | 1 | ER601 |  |  |  | 1 | ER601 | 1 | ER601
215 | CN714 | SPEAKER POINT | CONFERENCE 1 | 206 | PIPE GRID | 1 | ER601 |  |  |  |  | 1 | ER601 |  |  |  | 1 | ER601 | 1 | ER601
216 | CN721A | PROJECTOR | CONFERENCE 1 | 206 | PIPE GRID | 1 | ER601 |  |  |  |  | 1 | ER601 | 1 | ER601
217 | CN721B | PROJECTOR | CONFERENCE 1 | 206 | PIPE GRID | 1 | ER601 |  |  |  |  | 1 | ER601 | 1 | ER601
218 | CN722 | PROJECTION SCREEN | CONFERENCE 1 | 206 | PIPE GRID | [8 empty] | 1 | ER601
219 | CN723 | PROJECTION SCREEN | CONFERENCE 1 | 206 | PIPE GRID | [8 empty] | 1 | ER601
220 | CN724 | PROJECTION SCREEN | CONFERENCE 1 | 206 | PIPE GRID | [8 empty] | 1 | ER601
221 | CN751 | LIGHTING | CONFERENCE 2 | 205 | PIPE GRID | 1 | ER601 | [25 empty] | 2 | ER601
222 | CN752 | LIGHTING | CONFERENCE 2 | 205 | PIPE GRID | 1 | ER601 | [25 empty] | 2 | ER601
223 | CN753 | LIGHTING | CONFERENCE 2 | 205 | PIPE GRID | 1 | ER601 | [25 empty] | 2 | ER601
224 | CN754 | LIGHTING | CONFERENCE 2 | 205 | PIPE GRID | 1 | ER601 | [25 empty] | 2 | ER601
225 | CN755 | LIGHTING | CONFERENCE 2 | 205 | PIPE GRID | 1 | ER601 | [25 empty] | 2 | ER601
226 | CN756 | LIGHTING | CONFERENCE 2 | 205 | PIPE GRID | 1 | ER601 | [25 empty] | 2 | ER601
227 | CN757 | LIGHTING | CONFERENCE 2 | 205 | PIPE GRID | 1 | ER601 | [25 empty] | 2 | ER601
228 | CN758 | LIGHTING | CONFERENCE 2 | 205 | PIPE GRID | 1 | ER601 | [9 empty] | 1 | ER601 | 1 | ER601 | [12 empty] | 2 | ER601
229 | CN761 | SPEAKER POINT | CONFERENCE 2 | 205 | PIPE GRID | 1 | ER601 |  |  |  |  | 1 | ER601 |  |  |  | 1 | ER601 | 1 | ER601
230 | CN762 | SPEAKER POINT | CONFERENCE 2 | 205 | PIPE GRID | 1 | ER601 |  |  |  |  | 1 | ER601 |  |  |  | 1 | ER601 | 1 | ER601
231 | CN763 | SPEAKER POINT | CONFERENCE 2 | 205 | PIPE GRID | 1 | ER601 |  |  |  |  | 1 | ER601 |  |  |  | 1 | ER601 | 1 | ER601
232 | CN764 | SPEAKER POINT | CONFERENCE 2 | 205 | PIPE GRID | 1 | ER601 |  |  |  |  | 1 | ER601 |  |  |  | 1 | ER601 | 1 | ER601
233 | CN771A | PROJECTOR | CONFERENCE 2 | 205 | PIPE GRID | 1 | ER601 |  |  |  |  | 1 | ER601 | 1 | ER601
234 | CN771B | PROJECTOR | CONFERENCE 2 | 205 | PIPE GRID | 1 | ER601 |  |  |  |  | 1 | ER601 | 1 | ER601
235 | CN772 | PROJECTION SCREEN | CONFERENCE 2 | 205 | PIPE GRID | [8 empty] | 1 | ER601
236 | CN773 | PROJECTION SCREEN | CONFERENCE 2 | 205 | PIPE GRID | [8 empty] | 1 | ER601
237 | CN774 | PROJECTION SCREEN | CONFERENCE 2 | 205 | PIPE GRID | [8 empty] | 1 | ER601
238 | DIM602 | DIMMER RACK | FURNITURE STORE | 209 | REF DWG | [15 empty] | 1 | ER601 | [10 empty] | 4 | ER601
239 | ER601 | EQPT RACK | FURNITURE STORE | 209 | 0 | 5 5 | ER401 ER211 | 1 | ER401
240 | ER601 | EQPT RACK | FURNITURE STORE | 209 | 0 | 5 5 | ER401 ER211 | 1 | ER401
241 | BREAK OUT
242 | BR701 | LIGHTING | BREAK OUT | 204 | CEILING | 1 | ER601 |  |  |  |  | 1 | ER601 |  |  |  | 2 | ER601 | 1 | ER601 | [12 empty] | 2 | ER601
243 | BR702 | LIGHTING | BREAK OUT | 204 | CEILING | 1 | ER601 |  |  |  |  | 1 | ER601 | [5 empty] | 1 | ER601 | [12 empty] | 2 | ER601
244 | BR703 | LIGHTING | BREAK OUT | 204 | CEILING | 1 | ER601 |  |  |  |  | 1 | ER601 | [5 empty] | 1 | ER601 | [12 empty] | 2 | ER601
245 | BR704 | LIGHTING | BREAK OUT | 204 | CEILING | 1 | ER601 |  |  |  |  | 1 | ER601 |  |  |  | 2 | ER601 | 1 | ER601 | [12 empty] | 2 | ER601
246 | REHEARSAL
247 | RH601 | AV CONTROL | REHEARSAL | 203 | 1100 | 1 | EN601 | [6 empty] | 1 | EN601
248 | RH611 | TECH PANEL | REHEARSAL | 203 | 300 | 4 | EN601 |  |  |  |  | 4 | EN601 |  |  | 8 | 8 | EN601 | 2 | EN601 | 1 | EN601 | [10 empty] | 2 | EN601
249 | RH612 | TECH PANEL | REHEARSAL | 203 | 300 | 4 | EN601 |  |  |  |  | 4 | EN601 |  |  | 8 | 8 | EN601 | 2 | EN601 | 1 | EN601 | [10 empty] | 2 | EN601
250 | RH613 | TECH PANEL | REHEARSAL | 203 | 0 | 4 | EN601 |  |  |  |  | 4 | EN601 |  |  | 8 | 8 | EN601 | 2 | EN601 | 1 | EN601 | [10 empty] | 2 | EN601
251 | RH701 | LIGHITNG | REHEARSAL | 203 | PIPE GRID | 1 | ER601 | [25 empty] | 2 | ER601
252 | RH702 | LIGHITNG | REHEARSAL | 203 | PIPE GRID | 1 | ER601 | [25 empty] | 2 | ER601
253 | RH703 | LIGHITNG | REHEARSAL | 203 | PIPE GRID | 1 | ER601 | [25 empty] | 2 | ER601
254 | RH704 | LIGHITNG | REHEARSAL | 203 | PIPE GRID | 1 | ER601 | [25 empty] | 2 | ER601
255 | RH705 | LIGHITNG | REHEARSAL | 203 | PIPE GRID | 1 | ER601 | [25 empty] | 2 | ER601
256 | RH706 | LIGHITNG | REHEARSAL | 203 | PIPE GRID | 1 | ER601 | [25 empty] | 2 | ER601
257 | RH707 | LIGHITNG | REHEARSAL | 203 | PIPE GRID | 1 | ER601 | [25 empty] | 2 | ER601
258 | RH708 | LIGHITNG | REHEARSAL | 203 | PIPE GRID | 1 | ER601 | [9 empty] | 1 | ER601 | 1 | ER601 | [12 empty] | 2 | ER601
259 | RH711 | SPEAKER POINT | REHEARSAL | 203 | PIPE GRID | 1 | ER601 |  |  |  |  | 1 | ER601 |  |  |  | 1 | ER601 | 1 | ER601
260 | RH712 | SPEAKER POINT | REHEARSAL | 203 | PIPE GRID | 1 | ER601 |  |  |  |  | 1 | ER601 |  |  |  | 1 | ER601 | 1 | ER601
261 | RH713 | SPEAKER POINT | REHEARSAL | 203 | PIPE GRID | 1 | ER601 |  |  |  |  | 1 | ER601 |  |  |  | 1 | ER601 | 1 | ER601
262 | RH714 | SPEAKER POINT | REHEARSAL | 203 | PIPE GRID | 1 | ER601 |  |  |  |  | 1 | ER601 |  |  |  | 1 | ER601 | 1 | ER601
263 | RH731A | PROJECTOR | REHEARSAL | 203 | PIPE GRID | 1 | ER601 |  |  |  |  | 1 | ER601 | 1 | ER601
264 | RH731B | PROJECTOR | REHEARSAL | 203 | PIPE GRID | 1 | ER601 |  |  |  |  | 1 | ER601 | 1 | ER601
265 | RH732 | PROJECTION SCREEN | REHEARSAL | 203 | PIPE GRID | [8 empty] | 1 | ER601
266 | RH733 | PROJECTION SCREEN | REHEARSAL | 203 | PIPE GRID | [8 empty] | 1 | ER601
267 | RH734 | PROJECTION SCREEN | REHEARSAL | 203 | PIPE GRID | [8 empty] | 1 | ER601
268 | FRONT OF HOUSE
309 | FY601 | TECH PANEL | FOYER | 207 | 300 | 2 | ER601 |  |  |  |  | 2 | ER601 | 1 | ER601 | 2 | 2 | ER601 | 2 | ER601
310 | FY602 | TECH PANEL | FOYER | 207 | 300 | 2 | ER601 |  |  |  |  | 2 | ER601 | 1 | ER601 | 2 | 2 | ER601 | 2 | ER601
311 | FY621 | SCREEN | FOYER | 207 | 2200 | 1 | ER401 |  |  |  |  | 2 | ER601
312 | FY622 | SCREEN | FOYER | 207 | 2200 | 1 | ER401 |  |  |  |  | 2 | ER601
313 | FY623 | SCREEN | FOYER | 207 | 2200 | 1 | ER601 |  |  |  |  | 2 | ER601
314 | FY624 | SCREEN | FOYER | 207 | 2200 | 1 | ER601 |  |  |  |  | 2 | ER601
315 | FY731 | EVENT PANEL | FOYER | 207 | CEILING | 4 | ER601
316 | FY732 | EVENT PANEL | FOYER | 207 | CEILING | 4 | ER601
317 | FY733 | EVENT PANEL | FOYER | 207 | CEILING | 4 | ER601
318 | FY734 | EVENT PANEL | FOYER | 207 | CEILING | 4 | ER601
386
387
388
389
390
391
392
393
394
395
396
397
398
399
400
401
402
403
404
405
406
407
408
409
410
411
412
413
414
415
416

## Floor penetrations DM601-602
8 | AV451 | PROJECTOR | AUDITORIUM | G16 | SOFFIT |  |  |  | 1x(10A)
9 | AV651 | SHOW RELAY CAMERA | AUDITORIUM | G16 | ON BAR |  |  |  | 1
11 | AV851 | SHOW RELAY MICROPHONE | AUDITORIUM | G16 | ON ORCH BAR
12 | CR251 | CONTROL FLOORBOX | AUDITORIUM | G16 | 0 |  |  | 3 | 3
13 | CR451 | AUDITORIUM CONTROL | AUDITORIUM | G16 | IN RISER |  |  | 3 | 3
4 | PANEL ID | DESCRIPTION | LOCATION | ROOM | AFFL (MM) | Quantity of cables | To/From
25 | FB201 | FLOORBOXES | STAGE | G15 | 0 | 2 | DIM601
26 | FB202 | FLOORBOXES | STAGE | G15 | 0 | 2 | DIM601
27 | FB203 | FLOORBOXES | STAGE | G15 | 0 | 2 | DIM601
28 | FB204 | FLOORBOXES | STAGE | G15 | 0 | 2 | DIM601
29 | FB205 | FLOORBOXES | STAGE | G15 | 0 | 2 | DIM601
30 | FB206 | FLOORBOXES | STAGE | G15 | 0 | 2 | DIM601
31 | FB207 | FLOORBOXES | STAGE | G15 | 0 | 2 | DIM601
32 | FB208 | FLOORBOXES | STAGE | G15 | 0 | 2 | DIM601
33 | FB251 | FLOORBOXES | AUDITORIUM | G16 | 0 | 2 | DIM601
34 | FB252 | FLOORBOXES | AUDITORIUM | G16 | 0 | 2 | DIM601
35 | FB253 | FLOORBOXES | AUDITORIUM | G16 | 0 | 2 | DIM601
36 | FB254 | FLOORBOXES | AUDITORIUM | G16 | 0 | 2 | DIM601
37 | FB255 | FLOORBOXES | AUDITORIUM | G16 | 0 | 2 | DIM601
38 | FB256 | FLOORBOXES | AUDITORIUM | G16 | 0 | 2 | DIM601
39 | FB257 | FLOORBOXES | AUDITORIUM | G16 | 0 | 2 | DIM601
40 | FB258 | FLOORBOXES | AUDITORIUM | G16 | 0 | 2 | DIM601
41 | FB259 | FLOORBOXES | AUDITORIUM | G16 | 0 | 2 | DIM601
50 | LX451 | LX BALCONY BAR | AUDITORIUM | G16 | ON BAR | 6 | DIM601
51 | LX452 | LX BALCONY BAR | AUDITORIUM | G16 | ON BAR | 6 | DIM601
52 | LX453 | LX BALCONY BAR | AUDITORIUM | G16 | ON BAR | 6 | DIM601
53 | LX454 | LX BALCONY BAR | AUDITORIUM | G16 | ON BAR | 6 | DIM601
54 | LX651 | LX BALCONY BAR | LEVEL 2 BALCONY |  | ON BAR | 6 | DIM601
55 | LX652 | LX BALCONY BAR | LEVEL 2 BALCONY |  | ON BAR | 6 | DIM601
56 | LX653 | LX BALCONY BAR | LEVEL 2 BALCONY |  | ON BAR | 6 | DIM601
57 | LX654 | LX BALCONY BAR | LEVEL 2 BALCONY |  | ON BAR | 6 | DIM601
58 | LX655 | LX BALCONY BAR | LEVEL 2 BALCONY |  | ON BAR | 6 | DIM601
59 | LX656 | LX BALCONY BAR | LEVEL 2 BALCONY |  | ON BAR | 6 | DIM601
60 | LX801 | LX BAR | STAGE | G15 | CEILING | 18 | DIM601
61 | LX802 | LX BAR | STAGE | G15 | CEILING | 18 | DIM601
62 | LX803 | LX BAR | STAGE | G15 | CEILING | 18 | DIM601
63 | LX804 | LX BAR | STAGE | G15 | CEILING | 18 | DIM601
64 | LX851 | LX BAR (ORCH) | AUDITORIUM | G16 | CEILING | 18 | DIM601
65 | LX861 | LX BAR | CABLE NET |  | ON CABLENET PICKUPS | 18 | DIM601
66 | LX862 | LX BAR | CABLE NET |  | ON CABLENET PICKUPS | 18 | DIM601
67 | LX863 | LX BAR | CABLE NET |  | ON CABLENET PICKUPS | 18 | DIM601
83 | TP001 | TECH PANEL | SUB STAGE | B01 | 300 | 2 | DIM601
84 | TP002 | TECH PANEL | SUB STAGE | B01 | 300 | 2 | DIM601
85 | TP003 | TECH PANEL | SUB STAGE | B01 | 300 | 2 | DIM601
86 | TP201 | TECH PANEL (SM Panel) | STAGE | G15 | 300 | 4 | DIM601
89 | TP203 | TECH PANEL | STAGE | G15 | 300 | 4 | DIM601
90 | TP204 | TECH PANEL | STAGE | G15 | 300 | 4 | DIM601
92 | TP251 | TECH PANEL | FORESTAGE | B02 | 300 | 4 | DIM601
93 | TP252 | TECH PANEL | FORESTAGE | B02 | 300 | 4 | DIM601
94 | TP601 | TECH PANEL | TECH (GALLERY) | 218 | 300 | 6 | DIM601
95 | TP602 | TECH PANEL | TECH (GALLERY) | 219 | 300 | 6 | DIM601
96 | TP603 | TECH PANEL | TECH (GALLERY) | 218 | 300 | 6 | DIM601
97 | TP604 | TECH PANEL | TECH (GALLERY) | 219 | 300 | 6 | DIM601
98 | TP801 | TECH PANEL | FLY GALLERY |  | 300 | 4 | DIM601
99 | TP802 | TECH PANEL | FLY GALLERY |  | 300 | 4 | DIM601
100 | TP803 | TECH PANEL | FLY GALLERY |  | 300 | 4 | DIM601
101 | TP804 | TECH PANEL | FLY GALLERY |  | 300 | 4 | DIM601
102 | TP851 | TECH PANEL | CABLE NET |  | 300 | 4 | DIM601
103 | TP852 | TECH PANEL | CABLE NET |  | 300 | 4 | DIM601
104 | TP853 | TECH PANEL | CABLE NET |  | 300 | 4 | DIM601
105 | TP854 | TECH PANEL | CABLE NET |  | 300 | 4 | DIM601
192 | BS217 | TECH PANEL | WORKSHOP G35 |  | 1200 | 1 | DIM601
199 | CN611 | TECH PANEL | CONFERENCE 1 | 206 | 300 | 2 | DIM602
200 | CN612 | TECH PANEL | CONFERENCE 1 | 206 | 0 | 2 | DIM602
202 | CN661 | TECH PANEL | CONFERENCE 2 | 205 | 0 | 2 | DIM602
203 | CN662 | TECH PANEL | CONFERENCE 2 | 205 | 0 | 2 | DIM602
204 | CN701 | LIGHTING | CONFERENCE 1 | 206 | PIPE GRID | 4 | DIM602
205 | CN702 | LIGHTING | CONFERENCE 1 | 206 | PIPE GRID | 4 | DIM602
206 | CN703 | LIGHTING | CONFERENCE 1 | 206 | PIPE GRID | 4 | DIM602
207 | CN704 | LIGHTING | CONFERENCE 1 | 206 | PIPE GRID | 4 | DIM602
208 | CN705 | LIGHTING | CONFERENCE 1 | 206 | PIPE GRID | 4 | DIM602
209 | CN706 | LIGHTING | CONFERENCE 1 | 206 | PIPE GRID | 4 | DIM602
210 | CN707 | LIGHTING | CONFERENCE 1 | 206 | PIPE GRID | 4 | DIM602
211 | CN708 | LIGHTING | CONFERENCE 1 | 206 | PIPE GRID | 4 | DIM602
221 | CN751 | LIGHTING | CONFERENCE 2 | 205 | PIPE GRID | 4 | DIM602
222 | CN752 | LIGHTING | CONFERENCE 2 | 205 | PIPE GRID | 4 | DIM602
223 | CN753 | LIGHTING | CONFERENCE 2 | 205 | PIPE GRID | 4 | DIM602
224 | CN754 | LIGHTING | CONFERENCE 2 | 205 | PIPE GRID | 4 | DIM602
225 | CN755 | LIGHTING | CONFERENCE 2 | 205 | PIPE GRID | 4 | DIM602
226 | CN756 | LIGHTING | CONFERENCE 2 | 205 | PIPE GRID | 4 | DIM602
227 | CN757 | LIGHTING | CONFERENCE 2 | 205 | PIPE GRID | 4 | DIM602
228 | CN758 | LIGHTING | CONFERENCE 2 | 205 | PIPE GRID | 4 | DIM602
242 | BR701 | LIGHTING | BREAK OUT | 204 | CEILING | 2 | DIM602
243 | BR702 | LIGHTING | BREAK OUT | 204 | CEILING | 2 | DIM602
244 | BR703 | LIGHTING | BREAK OUT | 204 | CEILING | 2 | DIM602
245 | BR704 | LIGHTING | BREAK OUT | 204 | CEILING | 2 | DIM602
248 | RH611 | TECH PANEL | REHEARSAL | 203 | 300 | 2 | DIM602
249 | RH612 | TECH PANEL | REHEARSAL | 203 | 300 | 2 | DIM602
250 | RH613 | TECH PANEL | REHEARSAL | 203 | 0 | 2 | DIM602
251 | RH701 | LIGHITNG | REHEARSAL | 203 | PIPE GRID | 4 | DIM602
252 | RH702 | LIGHITNG | REHEARSAL | 203 | PIPE GRID | 4 | DIM602
253 | RH703 | LIGHITNG | REHEARSAL | 203 | PIPE GRID | 4 | DIM602
254 | RH704 | LIGHITNG | REHEARSAL | 203 | PIPE GRID | 4 | DIM602
255 | RH705 | LIGHITNG | REHEARSAL | 203 | PIPE GRID | 4 | DIM602
256 | RH706 | LIGHITNG | REHEARSAL | 203 | PIPE GRID | 4 | DIM602
257 | RH707 | LIGHITNG | REHEARSAL | 203 | PIPE GRID | 4 | DIM602
258 | RH708 | LIGHITNG | REHEARSAL | 203 | PIPE GRID | 4 | DIM602

## PA speaker alocations
1 |  | Technical Networks, panels, termination and Equipment racks
2 | SW-B | 24 Port PoE+ 195W Network Switch | 24-Port 10/100/1000, 2 x 10GE copper/SFP+ combo + 2 x 10GE SFP+ with 195W total power budget | CISCO SG550X-24P | Netgear AV Line M4250-26G4XF-PoE+ 24x1G PoE+ 480W 2x1G and 4xSFP Managed Switch | 2
3 | ER401 | 42RU Equipment Rack | 42 RU Equipment rack with castors or feet, lockable glass front, removable side panels, back mesh doors, 4 x fans, 3 x shelves, 2 x vert cable management, 2 x cable tray. 800x800x1970 |  | 4 Cabeling 42RU 600mm Wide x 600mm Deep Server Rack | 3
4 | ER491 | 42RU Equipment Rack | 42 RU Equipment rack with castors or feet, lockable glass front, removable side panels, back mesh doors, 4 x fans, 3 x shelves, 2 x vert cable management, 2 x cable tray. 800x800x1970 |  | 4 Cabeling 42RU 600mm Wide x 600mm Deep Server Rack | 2
5 | SW-A | 48 Port PoE+ 740W Network Switch | 48-port 10/100/1000, 4 x 10G uplinks (SFP+) 48 PoE ports with 740W total power budget | CISCO SG550X-48MP | Netgear AV Line M4250-40G8XF-PoE+ 40x1G PoE+ 960W and 8xSFP+ Managed Switch | 3
11 |  | Patch and Extension Leads
12 |  | 0.5m XLR Microphone Cable | Microphone cable 0.5m, XLR Male to Female | Belden 1800F, Canare L-2T2S or Eurocable 02N6E / Neutrik NC3MX or NC3FX solid pin | Amphenol Pro 0.5 XLR - XLR Balanced Mic Cable | 10
13 |  | 1 Meter 10A extension lead | 1m 240v 10A black lead with moulded piggy-back plug |  |  | 30
14 |  | 10m M to F XLR5 Connectors. 120 Ohm DMX512-A Compliant cable | 10m M to F XLR5 Connectors. 120 Ohm DMX512-A Compliant cable |  | Show Technology Show Pro DMX Cable 10m 5pin | 20
15 |  | 10m, 240v piggy-back plug, black | 10m 240v 10A black lead with moulded piggy-back plug |  |  | 15
16 |  | 1m Cat6a Patch Lead | Category 6A, Class EA (500MHz), with strain relief to TIA/EIA-568-B.1-1. Tested and marked with a quality stamp | R&M CAT 6A ISO S/FTP 4PAIR LSFRZH GREY 1.0M | RS PRO Cat6a Ethernet Cable, RJ45 to RJ45, S/FTP Shield, LSZH Sheath, 1m | 300
17 |  | 1m Microphone Lead (M-F) | Canare L-2T2S or Eurocable 02N6E / Neutrik NC3MX or NC3FX solid pin |  | Amphenol Pro 1m XLR - XLR Balanced Mic Cable | 10
18 |  | 20m, 240v piggy-back plug, black | 20m 240v 10A black lead with moulded piggy-back plug |  |  | 6
19 |  | 2m M to F XLR5 Connectors. 120 Ohm DMX512-A Compliant cable | 2m M to F XLR5 Connectors. 120 Ohm DMX512-A Compliant cable |  | Show Technology Show Pro DMX Cable 2m 5pin | 60
20 |  | 2m Microphone Lead (M-F) | Canare L-2T2S or Eurocable 02N6E / Neutrik NC3MX or NC3FX solid pin |  | Amphenol Pro 2m XLR - XLR Balanced Mic Cable | 10
21 |  | 2m, 240v piggy-back plug, black | 2m 240v 10A black lead with moulded piggy-back plug |  |  | 30
22 |  | 3m Cat6a Patch Lead | Category 6A, Class EA (500MHz), with strain relief to TIA/EIA-568-B.1-1. Tested and marked with a quality stamp | R&M CAT 6A ISO S/FTP 4PAIR LSFRZH GREY 3.0M | RS PRO Cat6a Ethernet Cable, RJ45 to RJ45, S/FTP Shield, Blue LSZH Sheath, 3m | 10
23 |  | 5m M to F XLR5 Connectors. 120 Ohm DMX512-A Compliant cable | 5m M to F XLR5 Connectors. 120 Ohm DMX512-A Compliant cable |  |  | 40
24 |  | 5m, 240v piggy-back plug, black | 5m 240v 10A black lead with moulded piggy-back plug |  | Show Technology Show Pro DMX Cable 5m 5pin | 30
95 |  | Performance Audio Systems
96 |  | Speakers
97 | SPK-A | 10" Medium Throw Focus Speaker Element | L'Acoustic A10i Focus 10deg Vert/ Panflex: 70° / 110° symmetric or 90° asymmetric. Passive | L'Acoustic A10i Focus | Martin Audio Torus T1215 | 4
98 | SPK-A | 10" Medium Throw Wide Speaker Element | L'Acoustic A10i Wide 30deg Vert/ Panflex: 70° / 110° symmetric or 90° asymmetric. Passive | L'Acoustic A10i Wide | Martin Audio Torus T1230 | 4
99 | SPK-D | 12 inch Near Fill/ Monitor | Passive 2-way 12" coaxial enclosure; 60 Hz - 20 kHz; 136 dB 90°V/ 60°H; 136dB | L'Acoustic X12 | Martin Audio LE100 | 4
100 | SPK-B | 21" Subwoofer | 31-100Hz, 138dB Passive KS21i installation version | L'Acoustic KS21i | Martin Audio SX218 | 2
101 | SPK-C | 5 inch Short Throw/ Stage Lip/ Surround | Passive 2-way 5" Ultracompact coaxial enclosure; 95 Hz - 20 kHz; 121 dB; 110° Axisymmetric | L'Acoustic 5XT | Martin Audio CDD6B | 2
102 | SPK-C | 6 inch Short Throw/ Stage Lip/ Surround | Passive 2-way 5" Ultracompact coaxial enclosure; 95 Hz - 20 kHz; 121 dB; 110° Axisymmetric | L'Acoustic 5XT | Martin Audio CDD5B | 8
103 |  | adjustable U-bracket | Adjustable U-bracket for 5XT | L'Acoustic ETR5 | Martin Audio ASF20035 | 6
104 | SPK-E | Control room active monitors | Powered Control room monitors | Genelec 8330A SAM studio monitor |  | 2
105 |  | Speaker Flying Hardware | Main speaker flying hardware, as required for above | L'Acoustic LAC-A10i-BUMP | Martin Audio T12GRID | 2
106 |  | Subwoofer Flying Hardware | Subwoofer flying hardware, as required for above | L'Acoustic LAC-A15i-BUMP | MA SX218GRIDI | 1
107 |  |  | Weatherised CDD-6/8 Ceiling Bracket Assembly Black |  | MA CDDCB6/8B Weatherised CDD-6/8 Ceiling Bracket Assembly Black | 2
109 |  | Amplifiers
110 | AMP-A | 4 Channel Amplifier | 4 x 1000 W RMS @ 8Ω ; Class D; DSP with 4x4 Routing; 4 Analogue, 2x AES/EBU digital, 4ch AVB | L'Acoustics LA4X | Martin Audio IK81-Dante | 1
111 | AMP-A | 4 Channel Amplifier | 4 x 1000 W RMS @ 8Ω ; Class D; DSP with 4x4 Routing; 4 Analogue, 2x AES/EBU digital, 4ch AVB | L'Acoustics LA4X | Martin Audio IK42-Dante | 1
112 | AMP-B | 4 Channel Amplifier | 4 x 710 W RMS @ 4Ω ; Class D; DSP with 4x4 Routing; 4 Analogue, 4x AES/EBU digital, 4ch AVB | L'Acoustics LA2Xi | QSC CX-Q4K8 Network Amplifier | 1
114 |  | Mixers, DSP and I/O
115 |  | Allen and Heath Portable dante I/O stagebox | DT Portable Dante I/O stagebox expander - 16 microphone preamps, 8 line output (SQ,AVANTIS, dLive) | Allen & Heath DT168 | Allen & Heath DT168 | 2
116 | CNSL-A | Allen and Heath SQ6 | Dante 48 channel digital mixer. Supply with Dust Cover | Allen & Heath SQ-6 with Dante | Allen & Heath SQ-6 + SQ-Dant64 | 1
117 |  | Case for wireless controller | Tablet protective case and screen protector | Otterbox for iPad or similar |  | 1
118 |  | Mixing Console Wireless controller | WIfI connectivity app based tablet | Apple 10.2-inch iPad Wi-Fi 32 GB - Apple iPadOS - Space grey |  | 1
120 |  | Loose Audio
121 |  | 0.5m XLR Microphone Cable | Microphone cable 0.5m, XLR Male to Female | Belden 1800F, Canare L-2T2S or Eurocable 02N6E / Neutrik NC3MX or NC3FX solid pin | Amphenol Pro 0.5m XLR - XLR Balanced Mic Cable | 5
122 |  | 10m XLR Microphone Cable | Microphone cable 10m , XLR Male to Female | Belden 1800F, Canare L-2T2S or Eurocable 02N6E / Neutrik NC3MX or NC3FX solid pin | Amphenol Pro 10m XLR - XLR Balanced Mic Cable | 10
123 |  | 1m XLR Microphone Cable | Microphone cable 1m , XLR Male to Female | Belden 1800F, Canare L-2T2S or Eurocable 02N6E / Neutrik NC3MX or NC3FX solid pin | Amphenol Pro 1m XLR - XLR Balanced Mic Cable | 5
124 |  | 20m XLR Microphone Cable | Microphone cable 20m , XLR Male to Female | Belden 1800F, Canare L-2T2S or Eurocable 02N6E / Neutrik NC3MX or NC3FX solid pin | Amphenol Pro 20m XLR - XLR Balanced Mic Cable | 3
125 |  | 2m XLR Microphone Cable | Microphone cable 2m , XLR Male to Female | Belden 1800F, Canare L-2T2S or Eurocable 02N6E / Neutrik NC3MX or NC3FX solid pin | Amphenol Pro 2m XLR - XLR Balanced Mic Cable | 5
126 |  | 3m XLR Microphone Cable | Microphone cable 3m , XLR Male to Female | Belden 1800F, Canare L-2T2S or Eurocable 02N6E / Neutrik NC3MX or NC3FX solid pin | Amphenol Pro 3m XLR - XLR Balanced Mic Cable | 5
127 |  | 5m XLR Microphone Cable | Microphone cable 5m , XLR Male to Female | Belden 1800F, Canare L-2T2S or Eurocable 02N6E / Neutrik NC3MX or NC3FX solid pin | Amphenol Pro 5m XLR - XLR Balanced Mic Cable | 10
128 |  | Antennae for radio mics | Antennae to suit radio mics | Sennheiser Antenna Distributor & Omni Dirictional Antenna Kit | ATW-A49 UHF wide-band directional LPDA passive antennas (Pair) for 440-900 MHz | 1
129 |  | Condenser Mic Pair | 1/2" capsule, cardoid polar pattern | Rode M5 |  | 1
130 |  | DI Boxes | DI box | Radial, ARX | Radial ProDId - Passive DI Box | 4
131 |  | Drum mics | 7 piece drum mic kit | Sennheiser e600 drum mic pack | AT Drum kit | 1
132 |  | Instrument mics | Instrument mic | Shure SM57 | ATM650 inc clip | 4
133 |  | K&M mic stand with boom | Mic stand with extension boom arm | Konig & Meyer K&M 210/6B Mic Stand |  | 3
134 |  | Overhead Microphone stand | Overhead Microphone stand | Konig & Meyer K&M 21021 Mic Stand |  | 3
135 |  | Rode shotgun microphone with ceiling mount | Shotgun mic supplied with adapter mount | Rode NTG1 supplied with adapter mount | ATM450 | 1
136 |  | Short Microphone stand | Short Microphone stand | Konig & Meyer K&M 259 Mic Stand |  | 3
137 |  | Tall microphone stand | Tall microphone stand | Konig & Meyer K&M 260 Mic Stand |  | 3
138 |  | Vocal mic | Vocal mic | Shure Beta 58A AT ATM610a |  | 3
139 |  | Vocal mics | Vocal mic | Shure SM58 |  | 3
140 |  | Wireless Handheld Sennheiser mic | Single channel diversity digital handheld microphone | Sennheiser G4 EW500 - 935 | AT3000 series ATW-3212/C510 | 2
141 |  | Wireless Lapel Sennheiser mic | Lapel microphone | Sennheiser G4 EW500 - MKE2 | AT 3000 series ATW-3211 | 2
143 |  | Talkback
144 | TLK-D | Antenna | As Per Specificaiton | FreeSpeak II Active Antenna |  | 3
145 | TLK-C | Antenna Splitter | As Per Specificaiton | FreeSpeak II Antenna Splitter |  | 1
146 | TLK-A | Base Station | As Per Specificaiton | Clearcom FreeSpeak II Base Station MkII |  | 1
147 | TLK-G | Battery Charger Unit | As Per Specificaiton | Clearcomm FSII-5WCHRGR |  | 1
148 | TLK-F | Headset Single Muff & Mic | As Per Specificaiton | Clearcom CC110-X4 |  | 10
149 | TLK-E | Lead | As Per Specificaiton | 5m Male to Female microphone cable - Blue | Amphenol Pro 5m XLR - XLR Balanced Mic Cable | 10
150 | TLK-E | Partyline Beltpack 2Ch | As Per Specificaiton | Clearcom RS703 |  | 3
151 | SPK-B | Wireless Belt packs | As Per Specificaiton | FreeSpeak II Belt Pack with XLR-4M heatset connector, battery & USB cable |  | 2
153 |  | Hearing Augmentation
154 | AUG-R | BYOD Receiver | Smart WiFi Receiver to support BYOD network device | IOS or Android | Apple iPod Touch Wi-Fi 32gb | 50
155 | AUG-S | BYOD Server | 2 channel audio server for WiFi distribution | Listen Technologies LW-100P-02 | Listen Technologies LW-100P-03 | 1
156 |  | Earbuds | Earbuds for receiver | Disposable earbud |  | 100
158 |  | Paging and Background Music System
159 |  | Speakers
160 | SPK-F | 6.5" Ceiling Speakers | 6.5 inch ceiling speaker with back can | Apart Audio CM20DT | QSC AC-C6T | 147
161 | SPK-G | 6.5" Wallmounted Loudspeakers | 6.5 inch passive Loudspeaker with wallmount | Apart Audio Mask6CT | QSC AC-S6T-BK | 4
162 |  | 70V/100V transformer kit 60W | EV 70V/100V transformer kit 60W | EVU-TK-60 | Included with speaker | 7
163 | SPK-J | compact passive 6" 90 x 50 degree loudspeaker with mounting bracket | Passive 6” 2-way front-loaded loudspeaker with rotatable CD waveguide. Coverage pattern 90 x 50° | EV EVU-1062/95 | AD-S6T-BK | 7
164 | SPK-L | Constant Beamwidth Technology™ Line Array Column Loudspeaker | Passive line array column loudspeaker 150x15deg slimline 1000mm long x 100mm wide | JBL CBT100LA-1 | QSC AD-S162T-BK (Including suspension brkt | 6
165 | SPK-K | External weather-proof wall mounted loudspeaker | 60W 100V, 100x100 2-way 5.25" driver, stainless steel grille, weatherproof terminals | JBL Control 25AV | QSC AD-S6T-BK | 4
166 |  | Suspension bracket for line array column loudspeaekr | Suspension Bracket for CBT Speakers | JBL MTC-CBT-SUS3 | Bracket included with AD-S162T-BK speakers | 6
168 |  | Amplifiers
169 | AMP-D | 4 Channel Amplifier | 4 channel, Digital, high power audio amplifier. Power Factor Correction, 12Kgs, 1RU. 800W/ch @ 2W, 600W/ch @ 4W, 600W/ch @ 8W. DSP & Dante | Powersoft QC2404-DSP+DANTE | QSC CX-Q2K4 Network Amplifier | 1
170 | AMP-C | 8 Channel Amplifier | 8 channel, Digital, high power audio amplifier. Power Factor Correction, 2Ω operation, 2RU. 500/ch @ 4Ω, 250W/ch @ 8Ω, 500W 70/100V line DSP & Dante | Powersoft 4K4-DSP+Dante | QSC CX-Q4K8 Network Amplifier | 3
172 |  | Mixers, DSP and I/O
173 |  | DSP core 32 x 32 Channel license | Q-SYS Core 110 Software-based Dante 32x32 Channel License | Q-sys SL-DAN-32-P | QSC Q-sys SL-DAN-32-P | 1
174 |  | DSP core UCI deployment license | Q-SYS Core 110 UCI Deployment License | Q-sys SL-QUD-110-P | QSC Q-sys SL-QUD-110-P | 1
175 | DSP-A | DSP core with 128 x 128 network channels | Q-SYS DSP core 110 with 128x128 network channels 8in/8out plus 8in-or-out analogue channels VOiP/POTS | Q-sys CORE 110f | QSC Q-sys CORE 110f | 1
176 |  | DSP core with Scripting Engine license | Q-SYS Core 110 Scripting Engine License | Q-sys SL-QSE-110-P | QSC Q-sys SL-QSE-110-P | 1
177 | VOL-A | Paging Volume Controler with Relay over-ride | Hi-Z volume control knob with relay over-ride |  | Stagecraft Custom Designed and Built | 8
178 |  | Relay Controller | Custom |  | Stagecraft Custom Designed and Built | 2
180 |  | Field Control Devices
181 | TSP-A | 8 inch deskmount touchpanel | 8.0” Touch Panel with Table Top mounting accessory. Includes 1 LAN Port and Aux Power input, available in black only | TSC-80tw-G2-BK | QSC TSC-80tw-G2-BK | 1
182 | TSP-A | 8 inch wallmount touchpanel | 8.0” PoE Touch Screen Controller for In-Wall Mounting. Includes 1 LAN Port and Aux Power input, available in black only | TSC-80tw-G2-BK | QSC TSC-80w-G2-BK | 1
183 |  | Local Volume Control | Wallmounted Attenuator |  | QSC WCP2 | 7
185 |  | Input and Loose Audio
186 |  | Desk-mount preamp & mic for paging | Table top Dante mic preamp with proigrammable PTT button & gooseneck mic to suit | Audio-technica ATND8677 and Audiotechnica U857Q | Audiotechnica ATND8677 and Audiotechnica U857Q | 3
188 | Video System
189 |  | Screens and projectors
190 | PRJ-A | 15000lm Laser Projector | 15000lm WUXGA (16:10) Large Venue 3LCD Laser Projector. C/W all mounting hardware | VE change | Change to EB-PU1007W 7000lm WUXGA Large Venue 3LCD Laser Projector - Lens sold Separate | 1
191 | PRS-A | 275 16:10 Motorised Projection Screen | 275" 16:10 Motorised- Matt White - Image 2830 H x 4525 W - White case with IP control | Screen Technics ElectriCinema 0627569-D |  | 1
192 | SCN-B | 43" Wallmounted 16/7 Landscape LED Monitor | 43" Landscape Public Display. 968mmW x 559mmH, 16hrs/day c/w wall mount | NEC Economy Series E437Q | LG 43" UHD Commercial Smart TV & Wallmount Bracket | 10
193 | SCN-A | 55" Wallmounted 16/7 Landscape LED Monitor | 55" Landscape Public Display. 1239mmW x 7125mmH, 16hrs/day c/w wall mount | NEC Economy Series E557Q | LG 55" UHD Commercial Smart TV & Wallmount Bracket | 3
194 | LNS-A | Lens to suit | ELPM11 medium throw zoom lens | VE change | Epson ELPM11 | 1
196 | Transport and processing
197 | VIO-B | Video Decoder | A/V Decoder, 4K UHD over IP cinema quality ultra-low latency visually lossless switch matrix routable, with built-in video wall functionality; POE | Visionary Solutions D4100 | Wirestorm NetworkHD™ 400 Series 4K AV over IP JPEG 2000 Decoder Economical NHD-400-E-RX | 22
198 | VIO-A | Video Encoder | A/V Encoder, 4K UHD over IP cinema quality ultra-low latency visually lossless switch matrix routable, with built-in video wall functionality; POE | Visionary Solutions E4100 | Wirestorm NetworkHD™ 400 Series 4K AV over IP JPEG 2000 Encoder with Dante NHD-400-DNT-TX | 3
200 |  | Cameras
201 | CAM-A | PTZ Show Relay camera | Ethernet PTZ camera c/w controller and mounting hardware | Panasonic AW-HE38 |  | 1
203 |  | Specialist FFE
204 |  | Stage Manangement and Presenter FFE
205 |  | Lectern | Non-customised, with space for room control touchscreen | Lectrum Aero |  | 1
206 |  | Stage Managers Desk | As per MDE drawing and specification | Custom | Stagecraft Custom Designed and Built | 1
208 |  | Touch Screens for Lectern/SM console
209 | TSP-A | 8 inch wallmount touchpanel | 8.0” PoE Touch Screen Controller for In-Wall Mounting. Includes 1 LAN Port and Aux Power input, available in black only | TSC-80tw-G2-BK (superseeded) | TSC-70-G3 | 2

## PA speaker qty
Paging system conf and aud
| zone | zone | spk type | qty | chanel qty | Speaker voltage | tapping | watts |  |  | Available | cont power
[11 empty] | 1 | 300 | QSC CX-Q2K4 Network Amplifier
| zone 1 | [9 empty] | 1 | 300
|  | 1.1 | spk g | 2 | 1 | 100 | 30 | 60 |  | 1 |  | 300
| zone 3 | [9 empty] | 1 | 300
|  | 3.01 | spk f | 24 | 3 | 100 | 30 | 240 | 240 | 3 | 1 | 300 | QSC CX-Q4K8 Network Amplifier
|  | 3.02 | spk f | 8 | 1 | 100 | 30 | 240 | 240 | 1 | 1 | 300
|  | 3.03 | spk f | 6 | 1 | 100 | 30 | 180 | 240 | 1 | 1 | 300
|  | 3.04 | spk h | 6 | 2 | 100 | 60 | 180 | 180 | 2 | 1 | 300
|  | 3.05 | spk h | 4 | 1 | 100 | 60 | 240 | 240 | 1 | 1 | 300
|  | 3.06 | spk f | 2 | 1 | 100 | 30 | 60 | 240 | 1 | 1 | 300
|  | 3.07 | spk f | 6 | 1 | 100 | 30 | 180 |  |  | 1 | 300
|  | 3.08 | spk f | 3 | 1 | 100 | 30 | 90 | 240 |  | 1 | 300
|  | 3.09 | spk f | 2 | 1 | 100 | 30 | 60 |  | 1 | 1 | 300 | QSC CX-Q4K8 Network Amplifier
|  | 3.1 | spk f | 2 | 1 | 100 | 30 | 60 |  |  | 1 | 300
|  | 3.11 | spk f | 1 | 1 | 100 | 30 | 30 |  |  | 1 | 300
|  | 3.12 | spk f | 5 | 1 | 100 | 30 | 150 |  |  | 1 | 300
|  | 3.13 | spk f | 16 | 2 | 100 | 30 | 240 | 240 | 2 | 1 | 300
|  | 3.14 | spk g | 4 | 1 | 100 | 60 | 240 | 240 | 1 | 1 | 300
|  | 3.15 | spk f | 1 | 1 | 100 | 30 | 30 |  |  | 1 | 300
|  | 3.16 | spk f | 1 | 1 | 100 | 30 | 30 |  |  | 1 | 300
|  | 3.17 | spk k | 4 | 1 | 100 | 30 | 120 | 270 | 1 | 1 | 300 | QSC CX-Q4K8 Network Amplifier
[11 empty] | 1 | 300
[11 empty] | 1 | 300
| zone 5 | 5.01 | spk f | 31 | 5 | 100 | 30 | 186 | 222 | 5 | 1 | 300
|  | 5.02 | spk f | 7 | 1 | 100 | 30 | 210 | 180 | 1 | 1 | 300
|  | 5.03 | spkj | 7 | 1 | 100 | 30 | 210 | 210 | 1 | 1 | 300
[11 empty] | 1 | 300
[11 empty] | 1 | 300
| zone 7 | 7.01 | spk f | 31 | 4 | 100 | 30 | 232.5 |  | 4
|  | 7.02 | spk f | 6 | 1 | 100 | 30 | 180 | 240 | 1 | 1 | 300 | QSC CX-Q4K8 Network Amplifier
|  | 7.03 | spk h | 4 | 1 | 100 | 60 | 240 | 240 | 1 | 1 | 300
|  | 7.04 | spk h | 4 | 1 | 100 | 60 | 240 | 240 | 1 | 1 | 300
|  | 7.05 | spk h | 2 | 1 | 100 | 60 | 120 | 120 | 1 | 1 | 300
|  | 7.06 | spk h | 4 | 1 | 100 | 60 | 240 | 240 | 1 | 1 | 300
|  | 7.07 | spk f | 9 | 1 | 100 | 30 | 270 |  | 1 | 1 | 300
|  | 7.08 | spk f | 2 | 1 | 100 | 30 | 60 |  |  | 1 | 300
|  | 7.09 | spk f | 3 | 1 | 100 | 30 | 90 | 240 | 1 | 1 | 300
|  | 7.1 | spk f | 5 | 1 | 100 | 30 | 150 |  |  | 1 | 300 | QSC CX-Q4K8 Network Amplifier
[11 empty] | 1 | 300
[11 empty] | 1 | 300
|  |  |  | pdf | Conf SCHEDUAL | Aud schedual |  |  |  |  | 1 | 300
|  |  | SPK F | 171 | 11 | 147 | 158 | -13 |  |  | 1 | 300
|  |  | SPK G | 6 |  | 4 | 4 | -2 |  |  | 1 | 300
|  |  | SPK H | 24 | 24 |  | 24 | 0 |  |  | 1 | 300
|  |  | SPK J | 7 |  | 7 | 7 | 0 |  |  | 1 | 300
|  |  | SPK K | 4 |  | 4 | 4 | 0
|  |  | SPK L |  |  | 6 | 6 | 6
Zone2 | SPK-F | SPK-G | SPK-H | SPK-J | SPK-K | total | Response
1-1 |  | 2 |  |  |  | 2 | remove zone 1-1 (2 x SPK-G)
3-1 | 24 |  |  |  |  | 24
3-2 | 8 |  |  |  |  | 8
3-3 | 6 |  |  |  |  | 6
3-4 |  |  | 6 |  |  | 6 | Changed to H in RFI 105 response to match zone drawings
3-5 |  |  | 4 |  |  | 4 | Stagecraft using QA AD-s8t
3-6 | 2 |  |  |  |  | 2
3-7 | 6 |  |  |  |  | 6
3-8 | 3 |  |  |  |  | 3
3-9 | 2 |  |  |  |  | 2
3-10 | 2 |  |  |  |  | 2
3-11 | 1 |  |  |  |  | 1
3-12 | 5 |  |  |  |  | 5
3-13 | 16 |  |  |  |  | 16
3-14 |  | 4 |  |  |  | 4
3-15 | 1 |  |  |  |  | 1
3-16 | 1 |  |  |  |  | 1
3-17 |  |  |  |  | 4 | 4
5-1 | 31 |  |  |  |  | 31
5-2 | 7 |  |  |  |  | 7
5-3 |  |  |  | 7 |  | 7
7-1 | 31 |  |  |  |  | 31
7-2 | 6 |  |  |  |  | 6
7-3 |  |  | 4 |  |  | 4 | Stagecraft using QA AD-s8t
7-4 |  |  | 4 |  |  | 4 | Stagecraft using QA AD-s8t
7-5 |  |  | 2 |  |  | 2 | Stagecraft using QA AD-s8t
7-6 |  |  | 4 |  |  | 4 | Stagecraft using QA AD-s8t
7-7 | 9 |  |  |  |  | 9
7-8 | 2 |  |  |  |  | 2
7-9 | 3 |  |  |  |  | 3
7-10 | 5 |  |  |  |  | 5
Total drawn | 171 | 6 | 24 | 7 | 4 | 212
Auditorum schedule | 147 | 4 | 6 | 7 | 4 | 168
conference schedule | 11 |  | 24 |  |  | 35
Sum scheduled | 158 | 4 | 30 | 7 | 4 | 203
Discrepency | 13 | -2 | -6 | 0 | 0 | 5